## Cover
Latvia:Reference scenario(REF2015f)
Detailed Analytical Results
Primes Ver. 4 Energy Model
E3M Lab
National Technical University of Athens
2016-07-14

## aggregate
Basic Results | [11 empty] | % change per annum
Latvia:Reference scenario(REF2015f) | 2000 | 2005 | 2010 | 2015 | 2020 | 2025 | 2030 | 2035 | 2040 | 2045 | 2050 | 2000-2010 | 2010-2030 | 2030-2050
Total Primary Energy (Mtoe) | 3.8638 | 4.5919 | 4.6292 | 4.3414 | 4.5213 | 4.7413 | 4.6588 | 4.5821 | 4.5244 | 4.5424 | 4.4985 | 1.8238 | 0.031869 | -0.17487
GDP (in 000 M€13) | 13.184 | 19.5571 | 18.8543 | 22.9509 | 26.5079 | 29.3252 | 31.3856 | 33.2959 | 35.895 | 38.0817 | 39.9771 | 3.6421 | 2.5808 | 1.2171
CO2 Emissions (Mt of CO2) | 6.8247 | 7.7092 | 8.335 | 6.5017 | 6.4219 | 7.0427 | 6.5406 | 6.3553 | 6.232 | 6.2728 | 6.0583 | 2.0193 | -1.2048 | -0.38232
Energy Intensity (toe/M€13) | 293.0673 | 234.7945 | 245.5254 | 189.1618 | 170.5632 | 161.6805 | 148.4374 | 137.6184 | 126.0457 | 119.2805 | 112.5279 | -1.7544 | -2.4848 | -1.3753
Carbon Intensity of GDP (t of CO2/M€13) | 517.6479 | 394.1892 | 442.0765 | 283.2864 | 242.2618 | 240.1604 | 208.3964 | 190.8744 | 173.618 | 164.7207 | 151.5437 | -1.5657 | -3.6904 | -1.5802
Carbon/Energy (t of CO2/toe of GIC) | 1.7663 | 1.6789 | 1.8005 | 1.4976 | 1.4204 | 1.4854 | 1.4039 | 1.387 | 1.3774 | 1.381 | 1.3467 | 0.19208 | -1.2363 | -0.20782
Indicators (1995 = 100) | [11 empty] | % change per annum
Latvia:Reference scenario(REF2015f) | 2000 | 2005 | 2010 | 2015 | 2020 | 2025 | 2030 | 2035 | 2040 | 2045 | 2050 | 2000-2010 | 2010-2030 | 2030-2050
Total Primary Energy | 83.5778 | 99.3273 | 100.1341 | 93.9094 | 97.7996 | 102.5592 | 100.7743 | 99.1158 | 97.8673 | 98.2567 | 97.3077 | 1.8238 | 0.031869 | -0.17487
GDP | 130.5012 | 193.585 | 186.6279 | 227.1782 | 262.3873 | 290.2739 | 310.6687 | 329.5775 | 355.3045 | 376.9501 | 395.711 | 3.6421 | 2.5808 | 1.2171
CO2 Emissions (1990=100) | 36.3441 | 41.0545 | 44.3873 | 34.624 | 34.1989 | 37.5054 | 34.8315 | 33.8447 | 33.1879 | 33.4054 | 32.2627 | 2.0193 | -1.2048 | -0.38232
Energy Intensity | 64.0437 | 51.3094 | 53.6544 | 41.3373 | 37.273 | 35.3319 | 32.4379 | 30.0736 | 27.5446 | 26.0662 | 24.5906 | -1.7544 | -2.4848 | -1.3753
Carbon/Energy | 90.7764 | 86.2825 | 92.5352 | 76.9659 | 72.9971 | 76.3396 | 72.1528 | 71.2816 | 70.7901 | 70.9717 | 69.2123 | 0.19208 | -1.2363 | -0.20782
Energy Intensity Indicators (2000 = 100) | [11 empty] | % change per annum
Latvia:Reference scenario(REF2015f) | 2000 | 2005 | 2010 | 2015 | 2020 | 2025 | 2030 | 2035 | 2040 | 2045 | 2050 | 2000-2010 | 2010-2030 | 2030-2050
Industry | 100 | 87.0881 | 102.4433 | 98.2215 | 93.2025 | 86.8011 | 79.4345 | 73.1889 | 66.6461 | 63.6958 | 60.863 | 0.24168 | -1.2638 | -1.3227
Residential | 100 | 74.4081 | 66.5791 | 50.5941 | 44.6575 | 39.8965 | 36.6114 | 33.8661 | 30.6046 | 29.0788 | 27.0987 | -3.9862 | -2.9459 | -1.4931
Tertiary | 100 | 83.2283 | 82.1158 | 66.7935 | 58.8545 | 53.2018 | 49.148 | 45.1661 | 41.8523 | 39.4853 | 37.7625 | -1.9511 | -2.5338 | -1.309
Transport | 100 | 96.0071 | 112.1428 | 89.0895 | 79.5262 | 73.8359 | 68.3286 | 65.242 | 63.2453 | 61.0045 | 58.9844 | 1.1526 | -2.4468 | -0.73258
Total Primary Energy (Mtoe) | [11 empty] | % change per annum
Latvia:Reference scenario(REF2015f) | 2000 | 2005 | 2010 | 2015 | 2020 | 2025 | 2030 | 2035 | 2040 | 2045 | 2050 | 2000-2010 | 2010-2030 | 2030-2050
Solids | 0.132 | 0.0817 | 0.1089 | 0.084302 | 0.072015 | 0.055147 | 0.040216 | 0.028648 | 0.023417 | 0.020106 | 0.016057 | -1.9053 | -4.8588 | -4.4868
Oil | 1.295 | 1.487 | 1.5209 | 1.4637 | 1.4341 | 1.4815 | 1.4534 | 1.4509 | 1.4858 | 1.5019 | 1.5082 | 1.6209 | -0.22683 | 0.18544
Natural gas | 1.0924 | 1.3579 | 1.4618 | 0.86708 | 0.91876 | 1.1717 | 1.0249 | 0.97434 | 0.89379 | 0.90154 | 0.8129 | 2.9558 | -1.7596 | -1.1521
Nuclear | 0 | 0 | 0 | 0 | 0 | 0 | 0 | 0 | 0 | 0 | 0 | 0 | 0 | 0
Electricity | 0.1536 | 0.1847 | 0.075 | 0.16873 | 0.14345 | 0.075817 | 0.17013 | 0.16614 | 0.19332 | 0.15915 | 0.11322 | -6.9177 | 4.1805 | -2.0158
Renewables | 1.1908 | 1.4806 | 1.4626 | 1.7576 | 1.953 | 1.9571 | 1.9702 | 1.9621 | 1.9281 | 1.9597 | 2.0481 | 2.0772 | 1.5006 | 0.19426
Total Primary Energy | 3.8638 | 4.5919 | 4.6292 | 4.3414 | 4.5213 | 4.7413 | 4.6588 | 4.5821 | 4.5244 | 4.5424 | 4.4985 | 1.8238 | 0.031869 | -0.17487
Total Primary Energy in % | [11 empty] | % difference
Latvia:Reference scenario(REF2015f) | 2000 | 2005 | 2010 | 2015 | 2020 | 2025 | 2030 | 2035 | 2040 | 2045 | 2050 | 2000-2010 | 2010-2030 | 2030-2050
Solids | 3.4163 | 1.7792 | 2.3525 | 1.9418 | 1.5928 | 1.1631 | 0.86323 | 0.62521 | 0.51756 | 0.44264 | 0.35694 | -1.0639 | -1.4892 | -0.50629
Oil | 33.5162 | 32.3831 | 32.8545 | 33.7146 | 31.7187 | 31.2467 | 31.1962 | 31.6637 | 32.8392 | 33.0641 | 33.5272 | -0.66174 | -1.6582 | 2.3309
Natural gas | 28.2727 | 29.5716 | 31.5778 | 19.9722 | 20.3208 | 24.7133 | 21.9997 | 21.2639 | 19.7549 | 19.8473 | 18.0704 | 3.3051 | -9.5781 | -3.9293
Nuclear | 0 | 0 | 0 | 0 | 0 | 0 | 0 | 0 | 0 | 0 | 0 | 0 | 0 | 0
Electricity | 3.9754 | 4.0223 | 1.6202 | 3.8864 | 3.1728 | 1.5991 | 3.6519 | 3.6258 | 4.2728 | 3.5037 | 2.5168 | -2.3552 | 2.0318 | -1.1351
Renewables | 30.8194 | 32.2437 | 31.5951 | 40.485 | 43.1949 | 41.2778 | 42.289 | 42.8214 | 42.6156 | 43.1422 | 45.5288 | 0.77569 | 10.6939 | 3.2398
Primary Energy Supply (Mtoe) | [11 empty] | % change per annum
Latvia:Reference scenario(REF2015f) | 2000 | 2005 | 2010 | 2015 | 2020 | 2025 | 2030 | 2035 | 2040 | 2045 | 2050 | 2000-2010 | 2010-2030 | 2030-2050
Production Oil&Gas | 0.0018 | 0.0069 | 0.002 | 0.00016636 | 0 | 0 | 0 | 0 | 0 | 0 | 0 | 1.0592 | -100 | 0
Production Solids | 0.0163 | 0.0029 | 0.0024 | 0.00056237 | 0 | 0 | 0 | 0 | 0 | 0 | 0 | -17.4338 | -100 | 0
Production RES | 1.3928 | 1.8582 | 1.9748 | 2.2276 | 2.4777 | 2.4568 | 2.4791 | 2.4628 | 2.4257 | 2.474 | 2.5579 | 3.5532 | 1.1436 | 0.15665
Production Nuclear | 0 | 0 | 0 | 0 | 0 | 0 | 0 | 0 | 0 | 0 | 0 | 0 | 0 | 0
Net Imports Oil&Gas | 2.3485 | 3.2172 | 2.574 | 2.6738 | 2.713 | 3.0224 | 2.8558 | 2.8185 | 2.8037 | 2.8534 | 2.7897 | 0.92106 | 0.52072 | -0.11694
Net Imports Solids | 0.0609 | 0.077 | 0.112 | 0.083739 | 0.072015 | 0.055147 | 0.040216 | 0.028648 | 0.023417 | 0.020106 | 0.016057 | 6.2821 | -4.9922 | -4.4868
Net Imports Electricity | 0.1536 | 0.1847 | 0.075 | 0.16873 | 0.14345 | 0.075817 | 0.17013 | 0.16614 | 0.19332 | 0.15915 | 0.11322 | -6.9177 | 4.1805 | -2.0158
Net Imports RES | -0.2019 | -0.3821 | -0.5411 | -0.46994 | -0.52475 | -0.4997 | -0.50891 | -0.50068 | -0.49757 | -0.51426 | -0.50977 | 10.3606 | -0.30616 | 0.008455
Primary Energy Supply | 3.772 | 4.9648 | 4.1991 | 4.6847 | 4.8814 | 5.1104 | 5.0363 | 4.9755 | 4.9485 | 4.9924 | 4.9671 | 1.0784 | 0.91311 | -0.06911
Primary Energy Production | 1.4109 | 1.868 | 1.9792 | 2.2283 | 2.4777 | 2.4568 | 2.4791 | 2.4628 | 2.4257 | 2.474 | 2.5579 | 3.4426 | 1.1323 | 0.15665
Primary Energy Supply in % | [11 empty] | % difference
Latvia:Reference scenario(REF2015f) | 2000 | 2005 | 2010 | 2015 | 2020 | 2025 | 2030 | 2035 | 2040 | 2045 | 2050 | 2000-2010 | 2010-2030 | 2030-2050
Production Oil&Gas | 0.04772 | 0.13898 | 0.047629 | 0.0035511 | 0 | 0 | 0 | 0 | 0 | 0 | 0 | -9.0789e-05 | -0.047629 | 0
Production Solids | 0.43213 | 0.058411 | 0.057155 | 0.012004 | 0 | 0 | 0 | 0 | 0 | 0 | 0 | -0.37498 | -0.057155 | 0
Production RES | 36.9247 | 37.4275 | 47.0291 | 47.5503 | 50.7584 | 48.0745 | 49.2244 | 49.4991 | 49.0182 | 49.5548 | 51.4969 | 10.1044 | 2.1953 | 2.2725
Production Nuclear | 0 | 0 | 0 | 0 | 0 | 0 | 0 | 0 | 0 | 0 | 0 | 0 | 0 | 0
Net Imports Oil&Gas | 62.2614 | 64.8002 | 61.2988 | 57.0765 | 55.5776 | 59.1409 | 56.7038 | 56.649 | 56.6569 | 57.1555 | 56.1635 | -0.96255 | -4.595 | -0.54033
Net Imports Solids | 1.6145 | 1.5509 | 2.6672 | 1.7875 | 1.4753 | 1.0791 | 0.79853 | 0.57578 | 0.47321 | 0.40274 | 0.32327 | 1.0527 | -1.8687 | -0.47526
Net Imports Electricity | 4.0721 | 3.7202 | 1.7861 | 3.6017 | 2.9388 | 1.4836 | 3.3782 | 3.3392 | 3.9066 | 3.1879 | 2.2793 | -2.286 | 1.5921 | -1.0989
Net Imports RES | -5.3526 | -7.6962 | -12.8861 | -10.0315 | -10.7501 | -9.7781 | -10.105 | -10.063 | -10.0549 | -10.301 | -10.263 | -7.5335 | 2.7811 | -0.15803
Total Import Dependence | 60.9804 | 63.8594 | 45.5093 | 52.4342 | 49.2416 | 51.9255 | 50.7756 | 50.5009 | 50.9818 | 50.4452 | 48.5031 | -15.4711 | 5.2662 | -2.2725
Oil and gas import share in primary supply | 62.2614 | 64.8002 | 61.2988 | 57.0765 | 55.5776 | 59.1409 | 56.7038 | 56.649 | 56.6569 | 57.1555 | 56.1635 | -0.96255 | -4.595 | -0.54033
Total Final Energy by Sector (Mtoe) | [11 empty] | % change per annum
Latvia:Reference scenario(REF2015f) | 2000 | 2005 | 2010 | 2015 | 2020 | 2025 | 2030 | 2035 | 2040 | 2045 | 2050 | 2000-2010 | 2010-2030 | 2030-2050
Heavy Industry | 0.2288 | 0.2819 | 0.305 | 0.27739 | 0.30695 | 0.30316 | 0.26804 | 0.25045 | 0.24381 | 0.24011 | 0.23595 | 2.9164 | -0.64376 | -0.63554
Other Industries | 0.3475 | 0.4169 | 0.4686 | 0.63463 | 0.6881 | 0.71522 | 0.71462 | 0.67621 | 0.63193 | 0.61432 | 0.59168 | 3.035 | 2.1324 | -0.93953
Residential | 1.3265 | 1.504 | 1.3889 | 1.2863 | 1.2932 | 1.2829 | 1.2648 | 1.2458 | 1.2182 | 1.2325 | 1.2102 | 0.46074 | -0.46708 | -0.2202
Tertiary | 0.6021 | 0.7488 | 0.7561 | 0.74392 | 0.75751 | 0.75929 | 0.75495 | 0.74332 | 0.74986 | 0.758 | 0.76722 | 2.3036 | -0.0076388 | 0.080648
Transport | 0.749 | 1.0667 | 1.2012 | 1.1616 | 1.1976 | 1.2301 | 1.2183 | 1.2341 | 1.2897 | 1.3198 | 1.3396 | 4.8367 | 0.070854 | 0.47563
Total Final Energy | 3.2539 | 4.0183 | 4.1198 | 4.1038 | 4.2434 | 4.2907 | 4.2207 | 4.1498 | 4.1335 | 4.1648 | 4.1447 | 2.3876 | 0.12106 | -0.090847
Total Final Energy by Sector in % | [11 empty] | % difference
Latvia:Reference scenario(REF2015f) | 2000 | 2005 | 2010 | 2015 | 2020 | 2025 | 2030 | 2035 | 2040 | 2045 | 2050 | 2000-2010 | 2010-2030 | 2030-2050
Heavy Industry | 7.0316 | 7.0154 | 7.4033 | 6.7592 | 7.2336 | 7.0655 | 6.3507 | 6.0353 | 5.8983 | 5.7653 | 5.6929 | 0.37171 | -1.0526 | -0.65774
Other Industries | 10.6795 | 10.375 | 11.3743 | 15.4644 | 16.2158 | 16.669 | 16.9314 | 16.2948 | 15.2881 | 14.7504 | 14.2756 | 0.69485 | 5.557 | -2.6558
Residential | 40.7665 | 37.4288 | 33.7128 | 31.3434 | 30.476 | 29.9004 | 29.9655 | 30.0193 | 29.4709 | 29.5939 | 29.199 | -7.0537 | -3.7473 | -0.76648
Tertiary | 18.5039 | 18.6347 | 18.3528 | 18.1275 | 17.8514 | 17.6961 | 17.8867 | 17.912 | 18.1411 | 18.2003 | 18.5109 | -0.15112 | -0.4661 | 0.62417
Transport | 23.0185 | 26.5461 | 29.1568 | 28.3056 | 28.2232 | 28.6689 | 28.8657 | 29.7386 | 31.2017 | 31.6901 | 32.3216 | 6.1382 | -0.29101 | 3.4558
Total Final Energy by Fuel (Mtoe) | [11 empty] | % change per annum
Latvia:Reference scenario(REF2015f) | 2000 | 2005 | 2010 | 2015 | 2020 | 2025 | 2030 | 2035 | 2040 | 2045 | 2050 | 2000-2010 | 2010-2030 | 2030-2050
Solids | 0.0622 | 0.0736 | 0.0942 | 0.069693 | 0.054569 | 0.041215 | 0.026284 | 0.014598 | 0.0083097 | 0.0056153 | 0.004107 | 4.238 | -6.1829 | -8.8636
Oil | 1.0557 | 1.323 | 1.4458 | 1.3555 | 1.3071 | 1.3384 | 1.3055 | 1.2989 | 1.3275 | 1.3395 | 1.3427 | 3.1946 | -0.50921 | 0.14062
Gas | 0.3288 | 0.5078 | 0.4976 | 0.39143 | 0.43902 | 0.45274 | 0.41875 | 0.39443 | 0.38388 | 0.38051 | 0.37341 | 4.2305 | -0.85894 | -0.57126
Electricity | 0.3848 | 0.4926 | 0.5343 | 0.56804 | 0.61663 | 0.65503 | 0.69983 | 0.72653 | 0.77701 | 0.81873 | 0.85102 | 3.3368 | 1.3586 | 0.9828
Steam Distrib.(A) | 0.5983 | 0.6032 | 0.5749 | 0.5244 | 0.57427 | 0.57787 | 0.57596 | 0.57083 | 0.56964 | 0.58952 | 0.58682 | -0.39817 | 0.009193 | 0.093468
Renewables | 0.8241 | 1.0181 | 0.973 | 1.1948 | 1.2518 | 1.2255 | 1.1944 | 1.1446 | 1.0672 | 1.0309 | 0.98663 | 1.6748 | 1.0304 | -0.95103
Total Final Energy | 3.2539 | 4.0183 | 4.1198 | 4.1038 | 4.2434 | 4.2907 | 4.2207 | 4.1498 | 4.1335 | 4.1648 | 4.1447 | 2.3876 | 0.12106 | -0.090847
Total Final Energy by Fuel in % | [11 empty] | % difference
Latvia:Reference scenario(REF2015f) | 2000 | 2005 | 2010 | 2015 | 2020 | 2025 | 2030 | 2035 | 2040 | 2045 | 2050 | 2000-2010 | 2010-2030 | 2030-2050
Solids | 1.9116 | 1.8316 | 2.2865 | 1.6982 | 1.286 | 0.96055 | 0.62274 | 0.35176 | 0.20103 | 0.13483 | 0.099092 | 0.37497 | -1.6638 | -0.52365
Oil | 32.4441 | 32.9244 | 35.0939 | 33.0297 | 30.8036 | 31.1923 | 30.9301 | 31.2988 | 32.1148 | 32.1627 | 32.3952 | 2.6498 | -4.1639 | 1.4651
Gas | 10.1048 | 12.6372 | 12.0783 | 9.5381 | 10.3459 | 10.5516 | 9.9213 | 9.5046 | 9.2871 | 9.1365 | 9.0095 | 1.9735 | -2.157 | -0.91178
Electricity | 11.8258 | 12.2589 | 12.9691 | 13.8417 | 14.5315 | 15.2661 | 16.5809 | 17.5073 | 18.7978 | 19.6587 | 20.533 | 1.1433 | 3.6119 | 3.952
Steam Distrib.(A) | 18.3872 | 15.0113 | 13.9546 | 12.7783 | 13.5333 | 13.4679 | 13.646 | 13.7554 | 13.781 | 14.1549 | 14.1584 | -4.4326 | -0.30854 | 0.51241
Renewables | 25.3265 | 25.3366 | 23.6177 | 29.114 | 29.4998 | 28.5616 | 28.2989 | 27.5821 | 25.8183 | 24.7524 | 23.8048 | -1.7089 | 4.6813 | -4.4942
Energy related CO2 Emissions (Mt) | [11 empty] | % change per annum
Latvia:Reference scenario(REF2015f) | 2000 | 2005 | 2010 | 2015 | 2020 | 2025 | 2030 | 2035 | 2040 | 2045 | 2050 | 2000-2010 | 2010-2030 | 2030-2050
Power and Distr. Steam | 2.6139 | 2.2066 | 2.3764 | 1.1765 | 1.1875 | 1.7331 | 1.4707 | 1.4109 | 1.2524 | 1.2767 | 1.0761 | -0.94806 | -2.3709 | -1.5495
Energy Branch | 0 | 0 | 0 | 0 | 0 | 0 | 0 | 0 | 0 | 0 | 0 | 0 | 0 | 0
Industry | 1.0398 | 1.0803 | 1.0377 | 0.77699 | 0.78177 | 0.74113 | 0.59186 | 0.47337 | 0.4072 | 0.37769 | 0.34773 | -0.019466 | -2.7686 | -2.6241
Residential | 0.29341 | 0.43005 | 0.55204 | 0.44907 | 0.44421 | 0.42851 | 0.41296 | 0.40965 | 0.41032 | 0.41853 | 0.41554 | 6.5247 | -1.4409 | 0.031126
Tertiary | 0.68482 | 0.8245 | 0.84346 | 0.731 | 0.70196 | 0.72674 | 0.71013 | 0.70005 | 0.68231 | 0.66642 | 0.66031 | 2.1054 | -0.85666 | -0.36303
Transport | 2.1928 | 3.1678 | 3.5254 | 3.3681 | 3.3064 | 3.4133 | 3.355 | 3.3614 | 3.4798 | 3.5335 | 3.5586 | 4.8628 | -0.24728 | 0.29488
Total energy related CO2 Emissions | 6.8247 | 7.7092 | 8.335 | 6.5017 | 6.4219 | 7.0427 | 6.5406 | 6.3553 | 6.232 | 6.2728 | 6.0583 | 2.0193 | -1.2048 | -0.38232
ETS excluding aviation | 0 | 2.7451 | 2.9719 | 1.551 | 1.6147 | 2.134 | 1.776 | 1.672 | 1.4941 | 1.5099 | 1.2983 | 0 | -2.5413 | -1.5544
Aviation | 0 | 0.17676 | 0.35381 | 0.39735 | 0.44439 | 0.49849 | 0.5182 | 0.56493 | 0.65561 | 0.71728 | 0.76557 | 0 | 1.9262 | 1.9704
non - ETS | 0 | 4.7873 | 5.0093 | 4.5533 | 4.3628 | 4.4103 | 4.2464 | 4.1184 | 4.0823 | 4.0457 | 3.9944 | 0 | -0.82271 | -0.30545
Energy related CO2 Emissions in % | [11 empty] | % difference
Latvia:Reference scenario(REF2015f) | 2000 | 2005 | 2010 | 2015 | 2020 | 2025 | 2030 | 2035 | 2040 | 2045 | 2050 | 2000-2010 | 2010-2030 | 2030-2050
Power and Distr. Steam | 38.3011 | 28.6226 | 28.5112 | 18.0953 | 18.4922 | 24.608 | 22.4849 | 22.1997 | 20.0954 | 20.3529 | 17.7631 | -9.7899 | -6.0263 | -4.7218
Energy Branch | 0 | 0 | 0 | 0 | 0 | 0 | 0 | 0 | 0 | 0 | 0 | 0 | 0 | 0
Industry | 15.2354 | 14.013 | 12.4504 | 11.9506 | 12.1736 | 10.5232 | 9.0489 | 7.4483 | 6.5341 | 6.0211 | 5.7398 | -2.785 | -3.4015 | -3.3091
Residential | 4.2992 | 5.5784 | 6.6232 | 6.9071 | 6.9172 | 6.0844 | 6.3137 | 6.4457 | 6.5841 | 6.6721 | 6.859 | 2.324 | -0.30945 | 0.54527
Tertiary | 10.0345 | 10.6951 | 10.1195 | 11.2433 | 10.9307 | 10.319 | 10.8572 | 11.0152 | 10.9485 | 10.6239 | 10.8993 | 0.084956 | 0.73767 | 0.042138
Transport | 32.1298 | 41.0909 | 42.2957 | 51.8038 | 51.4862 | 48.4653 | 51.2953 | 52.891 | 55.8378 | 56.33 | 58.7388 | 10.166 | 8.9996 | 7.4435
ETS excluding aviation | 0 | 35.6087 | 35.6554 | 23.8552 | 25.1432 | 30.3001 | 27.1535 | 26.3093 | 23.9745 | 24.0705 | 21.4302 | 35.6554 | -8.5019 | -5.7233
Aviation | 0 | 2.2928 | 4.2449 | 6.1116 | 6.9199 | 7.0781 | 7.9227 | 8.889 | 10.5201 | 11.4347 | 12.6367 | 4.2449 | 3.6778 | 4.714
non - ETS | 0 | 62.0985 | 60.0997 | 70.0332 | 67.9368 | 62.6218 | 64.9237 | 64.8017 | 65.5055 | 64.4948 | 65.9331 | 60.0997 | 4.824 | 1.0093
Power Generation (TWh net) | [11 empty] | % change per annum
Latvia:Reference scenario(REF2015f) | 2000 | 2005 | 2010 | 2015 | 2020 | 2025 | 2030 | 2035 | 2040 | 2045 | 2050 | 2000-2010 | 2010-2030 | 2030-2050
From Solids | 0.064549 | 0 | 0.0015877 | 0.055062 | 0.078117 | 0.062214 | 0.062214 | 0.062742 | 0.06746 | 0.064709 | 0.053362 | -30.9621 | 20.1313 | -0.7644
From Oil | 0.088955 | 0.0051354 | 0.0014614 | 0 | 0 | 0 | 0 | 0 | 0 | 0 | 0 | -33.6928 | -100 | 0
From Gas | 0.7435 | 1.0465 | 2.4779 | 1.8561 | 1.8863 | 3.1497 | 2.6536 | 3.0179 | 2.8977 | 3.2376 | 2.7526 | 12.7927 | 0.34296 | 0.18336
From Nuclear | 0 | 0 | 0 | 0 | 0 | 0 | 0 | 0 | 0 | 0 | 0 | 0 | 0 | 0
From RES | 2.793 | 3.3654 | 3.588 | 3.2901 | 4.2497 | 4.3757 | 4.399 | 4.4031 | 4.738 | 5.1241 | 6.5556 | 2.5365 | 1.0241 | 2.0148
Total Power Generation | 3.69 | 4.417 | 6.069 | 5.2013 | 6.2142 | 7.5876 | 7.1147 | 7.4837 | 7.7031 | 8.4265 | 9.3616 | 5.1015 | 0.79803 | 1.3817
Net Power Generation in % | [11 empty] | % difference
Latvia:Reference scenario(REF2015f) | 2000 | 2005 | 2010 | 2015 | 2020 | 2025 | 2030 | 2035 | 2040 | 2045 | 2050 | 2000-2010 | 2010-2030 | 2030-2050
From Solids | 1.7493 | 0 | 0.02616 | 1.0586 | 1.2571 | 0.81994 | 0.87443 | 0.83838 | 0.87575 | 0.76793 | 0.57001 | -1.7231 | 0.84827 | -0.30442
From Oil | 2.4107 | 0.11627 | 0.02408 | 0 | 0 | 0 | 0 | 0 | 0 | 0 | 0 | -2.3866 | -0.02408 | 0
From Gas | 20.1489 | 23.6916 | 40.8294 | 35.6856 | 30.355 | 41.5105 | 37.2966 | 40.3262 | 37.6169 | 38.4223 | 29.4029 | 20.6805 | -3.5328 | -7.8937
From Nuclear | 0 | 0 | 0 | 0 | 0 | 0 | 0 | 0 | 0 | 0 | 0 | 0 | 0 | 0
From RES | 75.6911 | 76.1922 | 59.1204 | 63.2557 | 68.3879 | 57.6695 | 61.8289 | 58.8354 | 61.5073 | 60.8098 | 70.0271 | -16.5707 | 2.7086 | 8.1982
Power Capacity (GW net) | [11 empty] | % change per annum
Latvia:Reference scenario(REF2015f) | 2000 | 2005 | 2010 | 2015 | 2020 | 2025 | 2030 | 2035 | 2040 | 2045 | 2050 | 2000-2010 | 2010-2030 | 2030-2050
Solids | 0.023205 | 0.002275 | 0.02116 | 0.02116 | 0.02116 | 0.02116 | 0.02116 | 0.02116 | 0.02116 | 0.02116 | 0.02116 | -0.91831 | 0 | 0
Oil | 0.026614 | 0.015214 | 0.015214 | 0.015214 | 0.015214 | 0.015214 | 0.015214 | 0.015214 | 0.0076 | 0 | 0 | -5.4386 | 0 | -100
Gas | 0.52241 | 0.57219 | 0.89347 | 1.0982 | 1.0982 | 1.0907 | 1.0907 | 0.94729 | 0.86705 | 0.81212 | 0.80271 | 5.5131 | 1.0022 | -1.5211
Nuclear | 0 | 0 | 0 | 0 | 0 | 0 | 0 | 0 | 0 | 0 | 0 | 0 | 0 | 0
RES | 1.517 | 1.5723 | 1.6163 | 1.7023 | 1.9685 | 1.9803 | 1.9855 | 1.9856 | 2.0318 | 2.0696 | 2.4837 | 0.63586 | 1.0342 | 1.1255
Total Power Generation excl.generation for RES storage | 2.0892 | 2.1619 | 2.5461 | 2.8369 | 3.103 | 3.1073 | 3.1126 | 2.9693 | 2.9277 | 2.9029 | 3.3075 | 1.9974 | 1.0095 | 0.30419
Net Power Capacity in % | [11 empty] | % difference
Latvia:Reference scenario(REF2015f) | 2000 | 2005 | 2010 | 2015 | 2020 | 2025 | 2030 | 2035 | 2040 | 2045 | 2050 | 2000-2010 | 2010-2030 | 2030-2050
Solids | 1.1107 | 0.10523 | 0.83107 | 0.7459 | 0.68192 | 0.68097 | 0.67982 | 0.71263 | 0.72276 | 0.72893 | 0.63975 | -0.27962 | -0.15126 | -0.040067
Oil | 1.2739 | 0.70374 | 0.59756 | 0.53632 | 0.49031 | 0.48963 | 0.4888 | 0.5124 | 0.25959 | 0 | 0 | -0.67633 | -0.10876 | -0.4888
Gas | 25.0051 | 26.4665 | 35.0916 | 38.7108 | 35.3903 | 35.1004 | 35.0408 | 31.9031 | 29.616 | 27.9764 | 24.2691 | 10.0865 | -0.050825 | -10.7717
Nuclear | 0 | 0 | 0 | 0 | 0 | 0 | 0 | 0 | 0 | 0 | 0 | 0 | 0 | 0
RES | 72.6103 | 72.7245 | 63.4798 | 60.0069 | 63.4375 | 63.729 | 63.7906 | 66.8719 | 69.4017 | 71.2947 | 75.0911 | -9.1305 | 0.31084 | 11.3005
Net Power Capacity Investment (GW net) | [11 empty] | Total in GW
Latvia:Reference scenario(REF2015f) |  | 00-05 | 05-10 | 10-15 | 15-20 | 20-25 | 25-30 | 30-35 | 35-40 | 40-45 | 45-50 | 2000-2010 | 2010-2030 | 2030-2050
Solids |  | 0 | 0.02116 | 0 | 0 | 0 | 0 | 0 | 0 | 0 | 0 | 0.02116 | 0 | 0
Oil |  | 0 | 0 | 0 | 0 | 0 | 0 | 0 | 0 | 0 | 0 | 0 | 0 | 0
Gas |  | 0.15285 | 0.48278 | 0.4137 | 0 | 0.0039115 | 0 | 0 | 0.41186 | 0.36713 | 5.0994e-05 | 0.63563 | 0.41761 | 0.77905
Nuclear |  | 0 | 0 | 0 | 0 | 0 | 0 | 0 | 0 | 0 | 0 | 0 | 0 | 0
RES |  | 0.055267 | 0.044 | 0.099047 | 0.26717 | 0.012778 | 0.00529 | 0.024054 | 0.097437 | 0.16332 | 0.73143 | 0.099267 | 0.38429 | 1.0162
Total net power capacity investment |  | 0.20812 | 0.54794 | 0.51275 | 0.26717 | 0.01669 | 0.00529 | 0.024054 | 0.5093 | 0.53045 | 0.73148 | 0.75606 | 0.8019 | 1.7953
Power Generation Indicators (%) | [11 empty] | % difference
Latvia:Reference scenario(REF2015f) | 2000 | 2005 | 2010 | 2015 | 2020 | 2025 | 2030 | 2035 | 2040 | 2045 | 2050 | 2000-2010 | 2010-2030 | 2030-2050
Efficiency of thermal power generation | 20.7118 | 21.8937 | 32.2616 | 45.8841 | 45.1778 | 44.8859 | 42.3003 | 46.5501 | 48.3852 | 51.2378 | 50.5687 | 11.5498 | 10.0387 | 8.2684
Load Factor | 20.1621 | 23.3227 | 27.2105 | 20.9303 | 22.8609 | 27.875 | 26.0934 | 28.7715 | 30.0361 | 33.137 | 32.3102 | 7.0484 | -1.1171 | 6.2168
CHP share | 31.4398 | 30.683 | 45 | 38.5711 | 33.0751 | 45.342 | 41.7962 | 45.1561 | 46.4119 | 50.1728 | 42.4515 | 13.5602 | -3.2038 | 0.65533
Share of non-fossil fuels | 68.2544 | 69.5883 | 54.8514 | 62.393 | 67.2871 | 57.1554 | 61.351 | 57.8112 | 60.9066 | 60.9475 | 69.9977 | -13.403 | 6.4996 | 8.6467
Carbon intensity (t CO2 / MWh) | 0.21245 | 0.16575 | 0.17573 | 0.097535 | 0.089072 | 0.12184 | 0.11551 | 0.1167 | 0.10227 | 0.10029 | 0.080841 | -0.036721 | -0.060219 | -0.03467
CO2 emissions captured (in Mt CO2) | 0 | 0 | 0 | 0 | 0 | 0 | 0 | 0 | 0 | 0 | 0 | 0 | 0 | 0
Economic Cost Indicators | [11 empty] | % change per annum
Latvia:Reference scenario(REF2015f) | 2000 | 2005 | 2010 | 2015 | 2020 | 2025 | 2030 | 2035 | 2040 | 2045 | 2050 | 2000-2010 | 2010-2030 | 2030-2050
Total Cost of Energy in billion €'13 | 1.9557 | 3.3902 | 5.0898 | 4.3804 | 5.1406 | 5.8827 | 6.5974 | 7.1482 | 7.658 | 8.1582 | 8.6201 | 10.0373 | 1.3056 | 1.3461
- excluding disutility costs | 1.9557 | 3.3902 | 5.0898 | 4.3804 | 5.1406 | 5.8827 | 6.5974 | 7.1482 | 7.658 | 8.1582 | 8.6201 | 10.0373 | 1.3056 | 1.3461
- excluding auction payments | 1.9557 | 3.3902 | 5.0898 | 4.3607 | 5.1002 | 5.8074 | 6.5008 | 7.0411 | 7.5419 | 8.0214 | 8.481 | 10.0373 | 1.2309 | 1.3384
Total Cost of Energy as % of GDP | 14.834 | 17.335 | 26.9957 | 19.0859 | 19.3926 | 20.0603 | 21.0205 | 21.4686 | 21.3344 | 21.4228 | 21.5627 | 12.1617 | -5.9752 | 0.54219
- excluding disutility costs | 14.834 | 17.335 | 26.9957 | 19.0859 | 19.3926 | 20.0603 | 21.0205 | 21.4686 | 21.3344 | 21.4228 | 21.5627 | 12.1617 | -5.9752 | 0.54219
- excluding auction payments | 14.834 | 17.335 | 26.9957 | 19.0001 | 19.2402 | 19.8034 | 20.7127 | 21.147 | 21.0111 | 21.0637 | 21.2146 | 12.1617 | -6.283 | 0.50184
Total Cost of Energy system per Unit of Final Consumption (€'13/Mwh) | 51.6892 | 72.5578 | 106.2494 | 91.7954 | 104.1826 | 117.9087 | 134.4272 | 148.136 | 159.3285 | 168.462 | 178.8637 | 7.4713 | 1.1831 | 1.4382
Average Price of Electricity in Final demand sectors (€'13/MWh) | 56.9336 | 65.7762 | 106.7903 | 101.762 | 115.2149 | 126.3055 | 131.5542 | 141.0692 | 142.197 | 143.2721 | 144.0087 | 6.4918 | 1.0482 | 0.4533
Energy Related Expenses in Residential (€'13/household) | 918.4583 | 1680.787 | 2503.1762 | 1863.4608 | 2189.0535 | 2621.1928 | 3041.9375 | 3387.2221 | 3544.7232 | 3703.3769 | 3848.2985 | 10.546 | 0.97944 | 1.1826
Energy Related Expenses in Tertiary (€'13/000€'13 of Value Added) | 42.5123 | 40.4234 | 56.8487 | 44.3591 | 46.6203 | 47.4006 | 48.093 | 48.9704 | 48.4315 | 47.1236 | 46.3745 | 2.9486 | -0.8328 | -0.18177
Energy Related Expenses in Industry (€'13/000€'13 of Value Added) | 111.0205 | 83.4151 | 177.4643 | 149.9431 | 153.3209 | 160.1174 | 160.1282 | 161.3106 | 159.7414 | 160.3489 | 160.1798 | 4.8023 | -0.51265 | 0.00161
Fuel Purchase costs in Transport (€'13/100tkm) | 3.282 | 4.1209 | 6.3605 | 4.8112 | 5.5868 | 5.3262 | 5.0252 | 4.773 | 4.6682 | 4.6336 | 4.6039 | 6.8404 | -1.1713 | -0.43691
Average Cost of Gross Electricity Generation (€'13/MWh) | 107.1222 | 85.5825 | 92.8979 | 77.3714 | 85.5307 | 93.0184 | 108.029 | 109.3545 | 112.4176 | 118.9759 | 125.9792 | -1.4146 | 0.75735 | 0.77155
Latvia:Reference scenario(REF2015f) |  | 00-05 | 05-10 | 10-15 | 15-20 | 20-25 | 25-30 | 30-35 | 35-40 | 40-45 | 45-50 | 2000-2010 | 2010-2030 | 2030-2050
Power Generation Investment (billion €'13) |  | 0.22408 | 0.51324 | 0.5973 | 0.4702 | 0.024003 | 0.01231 | 0.0011802 | 0.31118 | 0.33182 | 0.64881 | 0.73732 | 1.1038 | 1.293
Economic Cost Indicators (2000 = 100)
Latvia:Reference scenario(REF2015f) | 2000 | 2005 | 2010 | 2015 | 2020 | 2025 | 2030 | 2035 | 2040 | 2045 | 2050
Energy Related Expenses in Residential | 100 | 183.0009 | 272.5411 | 202.8901 | 238.34 | 285.3905 | 331.2004 | 368.7943 | 385.9427 | 403.2166 | 418.9954
Energy Related Expenses in Tertiary | 100 | 95.0865 | 133.7231 | 104.3444 | 109.6632 | 111.4986 | 113.1274 | 115.1913 | 113.9236 | 110.8472 | 109.085
Energy Related Expenses in Industry | 100 | 75.1349 | 159.8482 | 135.0589 | 138.1014 | 144.2233 | 144.233 | 145.2981 | 143.8846 | 144.4318 | 144.2795
Fuel Purchase costs in Transport | 100 | 125.559 | 193.8002 | 146.5931 | 170.2262 | 162.2844 | 153.114 | 145.4302 | 142.235 | 141.1808 | 140.2755
Policy variables
Latvia:Reference scenario(REF2015f) | 2000 | 2005 | 2010 | 2015 | 2020 | 2025 | 2030 | 2035 | 2040 | 2045 | 2050
Carbon value (€'13/ t of CO2)
ETS sectors | 0 | 0 | 11.2 | 7.5 | 15 | 22.5 | 33.5 | 42 | 50 | 69 | 88
non-ETS sectors | 0 | 0 | 0 | 0 | 0 | 0 | 0 | 0 | 0 | 0 | 0
Average efficiency value (1) (€'10/toe) | 0 | 0 | 0 | 0 | 60.4777 | 14.7951 | 3.4588 | 1.2299 | 0.61497 | 0 | 0
Renewables value (€'13/MWh) | 0 | 0 | 0 | 0 | 5.4673 | 2.9074 | 1.9432 | 1.7479 | 1.4966 | 1.1226 | 0.86646
CO2 Emissions Index (1990=100) | 36.3441 | 41.0545 | 44.3873 | 34.624 | 34.1989 | 37.5054 | 34.8315 | 33.8447 | 33.1879 | 33.4054 | 32.2627
RES in transport (%) (B) | 2.0708 | 1.4905 | 3.5053 | 5.2415 | 10.1291 | 11.2752 | 12.9073 | 14.5845 | 16.3906 | 18.4061 | 22.1333
RES in gross final energy demand (%) (B)(C) | 33.5476 | 32.4137 | 30.4716 | 37.5131 | 40.2717 | 40.4351 | 41.7632 | 42.3859 | 43.0197 | 43.7862 | 46.4233
Gross Electricity Generation in TWhe | 4.1349 | 4.9047 | 6.6256 | 5.5869 | 6.6257 | 8.0538 | 7.5392 | 8.0059 | 8.0498 | 8.6925 | 9.6185
RES in gross electricity demand (%, normalized) (B)(C ) | 52.7114 | 43.0104 | 42.0846 | 46.1772 | 53.7988 | 51.5163 | 48.5986 | 46.5781 | 47.6253 | 50.3288 | 61.7101
Total Cost of energy per sector in billion €'13 | [11 empty] | % change per annum
Latvia:Reference scenario(REF2015f) | 2000 | 2005 | 2010 | 2015 | 2020 | 2025 | 2030 | 2035 | 2040 | 2045 | 2050 | 2000-2010 | 2010-2030 | 2030-2050
TOTAL | 1.9557 | 3.3902 | 5.0898 | 4.3804 | 5.1406 | 5.8827 | 6.5974 | 7.1482 | 7.658 | 8.1582 | 8.6201 | 10.0373 | 1.3056 | 1.3461
ETS sectors | 0.61882 | 0.78092 | 1.328 | 1.2137 | 1.5161 | 1.8006 | 2.2301 | 2.5713 | 2.9172 | 3.2265 | 3.5712 | 7.935 | 2.6259 | 2.3822
Industry | 0.044241 | 0.045685 | 0.076047 | 0.06336 | 0.085444 | 0.10368 | 0.10197 | 0.10676 | 0.111 | 0.11431 | 0.1147 | 5.5664 | 1.4772 | 0.59019
Power generation | 0.56123 | 0.69922 | 1.1318 | 1.0341 | 1.2282 | 1.4081 | 1.5528 | 1.6995 | 1.8122 | 1.8871 | 1.9681 | 7.2667 | 1.5935 | 1.1921
Aviation | 0.013347 | 0.03602 | 0.12007 | 0.1163 | 0.2025 | 0.28883 | 0.57539 | 0.76503 | 0.99403 | 1.2252 | 1.4884 | 24.5676 | 8.1501 | 4.8669
Non ETS sectors | 1.3369 | 2.6093 | 3.7619 | 3.1666 | 3.6244 | 4.0821 | 4.3673 | 4.5769 | 4.7408 | 4.9316 | 5.0489 | 10.8998 | 0.74892 | 0.72781
% change per annum
Latvia:Reference scenario(REF2015f) | 2000 | 2005 | 2010 | 2015 | 2020 | 2025 | 2030 | 2035 | 2040 | 2045 | 2050 | 2000-2010 | 2010-2030 | 2030-2050
Direct efficiency investment costs in billion €'13 | 0 | 0 | 0 | 0.04521 | 0.032652 | 0.0085073 | 0.0021833 | 0.00083968 | 0.00042412 | 0 | 0 | 0 | 0 | -100
Industry | 0 | 0 | 0 | 0 | 0 | 0 | 0 | 0 | 0 | 0 | 0 | 0 | 0 | 0
Residential | 0 | 0 | 0 | 0.032191 | 0.02289 | 0.0061109 | 0.0015697 | 0.00059872 | 0.00030017 | 0 | 0 | 0 | 0 | -100
heating and cooling
electric appliances
Tertiary | 0 | 0 | 0 | 0.013019 | 0.009762 | 0.0023964 | 0.00061363 | 0.00024096 | 0.00012395 | 0 | 0 | 0 | 0 | -100
Transport | 0 | 0 | 0 | 0 | 0 | 0 | 0 | 0 | 0 | 0 | 0 | 0 | 0 | 0
[12 empty] | 0 | 0 | 0
International Fuel prices (in $'13 per boe) | [11 empty] | % change per annum
Latvia:Reference scenario(REF2015f) | 2000 | 2005 | 2010 | 2015 | 2020 | 2025 | 2030 | 2035 | 2040 | 2045 | 2050 | 2000-2010 | 2010-2030 | 2030-2050
Oil | 37.1414 | 63.2608 | 83.8241 | 53.97 | 87.0107 | 102.1749 | 112.5572 | 117.4165 | 124.3251 | 127.1781 | 130.1177 | 8.4803 | 1.4846 | 0.72752
Gas (NCV) | 25.9549 | 42.3 | 52.9627 | 43.4526 | 55.9736 | 62.6462 | 68.1278 | 72.7613 | 75.2149 | 76.7567 | 77.9403 | 7.3928 | 1.2669 | 0.67506
Coal | 10.2576 | 17.8371 | 22.3983 | 12.8494 | 16.5941 | 20.5121 | 24.6171 | 26.0668 | 27.1698 | 28.1522 | 28.9367 | 8.1227 | 0.4734 | 0.81161
International Fuel prices (in €'13 per boe) | [11 empty] | % change per annum
Latvia:Reference scenario(REF2015f) | 2000 | 2005 | 2010 | 2015 | 2020 | 2025 | 2030 | 2035 | 2040 | 2045 | 2050 | 2000-2010 | 2010-2030 | 2030-2050
Oil | 37.5506 | 48.6351 | 62.5794 | 48.1875 | 75.0093 | 85.1457 | 93.7977 | 97.8471 | 103.6042 | 105.9817 | 108.4314 | 5.2402 | 2.0441 | 0.72752
Gas (NCV) | 26.2408 | 32.5204 | 39.5396 | 38.797 | 48.2531 | 52.2052 | 56.7731 | 60.6344 | 62.6791 | 63.9639 | 64.9503 | 4.1851 | 1.8253 | 0.67506
Coal | 10.3706 | 13.7133 | 16.7216 | 11.4727 | 14.3053 | 17.0934 | 20.5143 | 21.7223 | 22.6415 | 23.4602 | 24.1139 | 4.8932 | 1.0273 | 0.81161
Total CO2 Emissions (Mt) | [11 empty] | % change per annum
Latvia:Reference scenario(REF2015f) | 2000 | 2005 | 2010 | 2015 | 2020 | 2025 | 2030 | 2035 | 2040 | 2045 | 2050 | 2000-2010 | 2010-2030 | 2030-2050
Total CO2 Emissions (Mt) | 7.0193 | 7.9474 | 8.8574 | 7.1778 | 7.1102 | 7.7313 | 7.2037 | 6.9608 | 6.752 | 6.7784 | 6.542 | 2.3531 | -1.028 | -0.48062
Energy related CO2 emissions | 6.8247 | 7.7092 | 8.335 | 6.5017 | 6.4219 | 7.0427 | 6.5406 | 6.3553 | 6.232 | 6.2728 | 6.0583 | 2.0193 | -1.2048 | -0.38232
Non-energy related CO2 emissions | 0.19464 | 0.23825 | 0.52238 | 0.67612 | 0.6883 | 0.6886 | 0.66306 | 0.60544 | 0.52001 | 0.50555 | 0.48371 | 10.376 | 1.1994 | -1.5646
ETS excluding aviation | 0 | 2.8763 | 3.2604 | 1.9553 | 2.028 | 2.551 | 2.1805 | 2.0431 | 1.8129 | 1.8213 | 1.5972 | 0 | -1.9914 | -1.5444
Aviation | 0 | 0.17676 | 0.35381 | 0.39735 | 0.44439 | 0.49849 | 0.5182 | 0.56493 | 0.65561 | 0.71728 | 0.76557 | 0 | 1.9262 | 1.9704
non - ETS | 7.0193 | 4.8944 | 5.2432 | 4.8251 | 4.6378 | 4.6819 | 4.505 | 4.3527 | 4.2835 | 4.2398 | 4.1792 | -2.8752 | -0.75584 | -0.37463
Unit cost of fuel purchasing by final consumers (€'13/toe)
Latvia:Reference scenario(REF2015f) | 2000 | 2005 | 2010 | 2015 | 2020 | 2025 | 2030 | 2035 | 2040 | 2045 | 2050 | 2000-2010 | 2010-2030 | 2030-2050
All final consumers | 527.4966 | 713.8142 | 1023.2615 | 805.1062 | 922.3255 | 1007.8979 | 1083.6135 | 1151.2541 | 1196.8839 | 1215.697 | 1244.472 | 6.8505 | 0.28694 | 0.69445
Industry | 310.617 | 275.2543 | 505.727 | 439.8738 | 467.8264 | 511.603 | 548.4237 | 586.4726 | 623.1761 | 658.087 | 690.4338 | 4.9951 | 0.40608 | 1.158
Residential | 518.5222 | 812.1045 | 1262.8705 | 846.6016 | 930.9234 | 1052.5888 | 1161.898 | 1252.5419 | 1282.229 | 1284.7346 | 1320.6838 | 9.3098 | -0.4158 | 0.64253
Tertiary | 513.4288 | 582.5626 | 872.0668 | 809.5835 | 947.8944 | 1061.9015 | 1146.4799 | 1248.3843 | 1295.1589 | 1304.7525 | 1317.638 | 5.4404 | 1.3773 | 0.69815
Transport | 721.572 | 954.6677 | 1174.685 | 1043.0458 | 1274.493 | 1338.8284 | 1395.0556 | 1414.5898 | 1448.6904 | 1461.0673 | 1476.0096 | 4.9939 | 0.86338 | 0.28244
(1) For the sectors : Households, Offices, Hospitals and Schools, Trading Sector, Agriculture and Fishery
998
999
1000

## Summary
Latvia:Reference scenario(REF2015f) | [15 empty] | SUMMARY ENERGY BALANCE AND INDICATORS (A)
ktoe | 2000 | 2005 | 2010 | 2015 | 2020 | 2025 | 2030 | 2035 | 2040 | 2045 | 2050 | '00-'10 | '10-'20 | '20-'30 | '30-'40 | '40-'50
Annual % Change
Production (incl.recovery of products) | 1410.9 | 1868 | 1979.2 | 2228.2994 | 2477.712 | 2456.8131 | 2479.0693 | 2462.8101 | 2425.6732 | 2473.9569 | 2557.9039 | 3.4426 | 2.2719 | 0.0054767 | -0.2175 | 0.5322
Solids | 16.3 | 2.9 | 2.4 | 0.56237 | 0 | 0 | 0 | 0 | 0 | 0 | 0 | -17.4338 | -100 | 0 | 0 | 0
Oil | 1.8 | 6.9 | 2 | 0.16636 | 0 | 0 | 0 | 0 | 0 | 0 | 0 | 1.0592 | -100 | 0 | 0 | 0
Natural gas | -9.2371e-14 | 8.5265e-14 | -1.1369e-13 | 0 | 0 | 0 | 0 | 0 | 0 | 0 | 0 | 2.0981 | -100 | 0 | 0 | 0
Nuclear | 0 | 0 | 0 | 0 | 0 | 0 | 0 | 0 | 0 | 0 | 0 | 0 | 0 | 0 | 0 | 0
Renewable energy sources | 1392.8 | 1858.2 | 1974.8 | 2227.5706 | 2477.712 | 2456.8131 | 2479.0693 | 2462.8101 | 2425.6732 | 2473.9569 | 2557.9039 | 3.5532 | 2.2946 | 0.0054767 | -0.2175 | 0.5322
Hydro | 242.4 | 286 | 302.7 | 247.5334 | 271.7424 | 271.7424 | 271.7424 | 271.7424 | 275.6296 | 277.0395 | 286.3663 | 2.2464 | -1.0731 | 0 | 0.14213 | 0.38287
Biomass & Waste | 1150.1 | 1568.2 | 1667.9 | 1971.7454 | 2150.2288 | 2127.2362 | 2147.4004 | 2132.3308 | 2087.9202 | 2134.0591 | 2103.9248 | 3.7871 | 2.5726 | -0.013162 | -0.2805 | 0.07639
Wind | 0.3 | 4 | 4.2 | 8.2067 | 54.4892 | 55.574 | 56.1416 | 56.6126 | 56.7016 | 57.4646 | 160.0078 | 30.2005 | 29.213 | 0.29919 | 0.099298 | 10.9314
Solar and others | 0 | 0 | 0 | 0.085106 | 1.1418 | 1.9977 | 3.2107 | 1.9033 | 3.5838 | 3.4921 | 4.7797 | 0 | 0 | 10.8923 | 1.1054 | 2.9214
Geothermal | 0 | 0 | 0 | 0 | 0.10981 | 0.26273 | 0.57419 | 0.22104 | 1.8381 | 1.9016 | 2.8252 | 0 | 0 | 17.9885 | 12.3391 | 4.3924
Net Imports | 2361.1 | 3096.8 | 2219.9 | 2456.3646 | 2403.6741 | 2653.6145 | 2557.1889 | 2512.6523 | 2522.8385 | 2518.4065 | 2409.1982 | -0.61476 | 0.79853 | 0.62102 | -0.13515 | -0.45985
Solids | 60.9 | 77 | 112 | 83.7394 | 72.0148 | 55.1468 | 40.216 | 28.648 | 23.4167 | 20.1063 | 16.057 | 6.2821 | -4.3202 | -5.6596 | -5.2645 | -3.7027
Oil | 1235.2 | 1783.2 | 1670.9 | 1806.762 | 1788.9367 | 1840.6667 | 1817.9082 | 1823.0982 | 1879.7476 | 1913.3641 | 1933.4856 | 3.0674 | 0.68492 | 0.16078 | 0.33507 | 0.28227
- Crude oil and Feedstocks | 87.4 | 3.8 | 1.9 | 0 | 0 | 0 | 0 | 0 | 0 | 0 | 0 | -31.8094 | -100 | 0 | 0 | 0
- Oil products | 1147.8 | 1779.4 | 1669 | 1806.762 | 1788.9367 | 1840.6667 | 1817.9082 | 1823.0982 | 1879.7476 | 1913.3641 | 1933.4856 | 3.8147 | 0.69638 | 0.16078 | 0.33507 | 0.28227
Natural gas | 1113.3 | 1434 | 903.1 | 867.0805 | 924.0229 | 1181.6883 | 1037.8438 | 995.4497 | 923.9251 | 940.0459 | 856.2133 | -2.0708 | 0.2293 | 1.1684 | -1.156 | -0.75822
Electricity | 153.6 | 184.7 | 75 | 168.7262 | 143.4527 | 75.8167 | 170.1346 | 166.1382 | 193.3188 | 159.1538 | 113.2173 | -6.9177 | 6.7001 | 1.7205 | 1.2857 | -5.2097
Renewable energy forms | -201.9 | -382.1 | -541.1 | -469.9435 | -524.753 | -499.704 | -508.9137 | -500.6818 | -497.5695 | -514.2636 | -509.775 | 10.3606 | -0.30629 | -0.30602 | -0.22518 | 0.24263
Detailed Results
Gross Inland Consumption | 3863.8 | 4591.9 | 4629.2 | 4341.4305 | 4521.2768 | 4741.3099 | 4658.7949 | 4582.1247 | 4524.4055 | 4542.406 | 4498.5364 | 1.8238 | -0.23562 | 0.30007 | -0.29228 | -0.057325
Solids | 132 | 81.7 | 108.9 | 84.3017 | 72.0148 | 55.1468 | 40.216 | 28.648 | 23.4167 | 20.1063 | 16.057 | -1.9053 | -4.0512 | -5.6596 | -5.2645 | -3.7027
Oil | 1295 | 1487 | 1520.9 | 1463.6949 | 1434.0903 | 1481.505 | 1453.3691 | 1450.8715 | 1485.7768 | 1501.9076 | 1508.2311 | 1.6209 | -0.58599 | 0.13363 | 0.22078 | 0.15011
Natural gas | 1092.4 | 1357.9 | 1461.8 | 867.0805 | 918.7601 | 1171.7323 | 1024.9195 | 974.3387 | 893.7896 | 901.545 | 812.9022 | 2.9558 | -4.5378 | 1.0994 | -1.3597 | -0.94411
Nuclear | 0 | 0 | 0 | 0 | 0 | 0 | 0 | 0 | 0 | 0 | 0 | 0 | 0 | 0 | 0 | 0
Electricity | 153.6 | 184.7 | 75 | 168.7262 | 143.4527 | 75.8167 | 170.1346 | 166.1382 | 193.3188 | 159.1538 | 113.2173 | -6.9177 | 6.7001 | 1.7205 | 1.2857 | -5.2097
Renewable energy forms | 1190.8 | 1480.6 | 1462.6 | 1757.6271 | 1952.9589 | 1957.1091 | 1970.1556 | 1962.1283 | 1928.1037 | 1959.6933 | 2048.1289 | 2.0772 | 2.9335 | 0.087707 | -0.21552 | 0.60572
as % in Gross Inland Consumption
Solids | 3.4163 | 1.7792 | 2.3525 | 1.9418 | 1.5928 | 1.1631 | 0.86323 | 0.62521 | 0.51756 | 0.44264 | 0.35694
Oil | 33.5162 | 32.3831 | 32.8545 | 33.7146 | 31.7187 | 31.2467 | 31.1962 | 31.6637 | 32.8392 | 33.0641 | 33.5272
Natural gas | 28.2727 | 29.5716 | 31.5778 | 19.9722 | 20.3208 | 24.7133 | 21.9997 | 21.2639 | 19.7549 | 19.8473 | 18.0704
Nuclear | 0 | 0 | 0 | 0 | 0 | 0 | 0 | 0 | 0 | 0 | 0
Renewable energy forms | 30.8194 | 32.2437 | 31.5951 | 40.485 | 43.1949 | 41.2778 | 42.289 | 42.8214 | 42.6156 | 43.1422 | 45.5288
Gross Electricity Generation in GWhe | 4134.8837 | 4904.6512 | 6625.5814 | 5586.9134 | 6625.7398 | 8053.794 | 7539.2212 | 8005.9465 | 8049.7793 | 8692.4965 | 9618.5259 | 4.8277 | 0.00023905 | 1.2999 | 0.65741 | 1.7964
Nuclear | 0 | 0 | 0 | 0 | 0 | 0 | 0 | 0 | 0 | 0 | 0 | 0 | 0 | 0 | 0 | 0
Hydro & wind | 2822.093 | 3372.093 | 3568.6047 | 2974.7121 | 3794.9565 | 3807.5703 | 3814.1705 | 3819.6471 | 3865.9204 | 3891.2004 | 5192.0156 | 2.3747 | 0.61688 | 0.050515 | 0.13486 | 2.9931
Thermal (incl. biomass) | 1312.7907 | 1532.5581 | 3056.9767 | 2612.2013 | 2830.7833 | 4246.2237 | 3725.0507 | 4186.2994 | 4183.8589 | 4801.2962 | 4426.5103 | 8.8202 | -0.76578 | 2.7833 | 1.1683 | 0.56537
Fuel Inputs for Thermal Power Generation | 545.1 | 602 | 814.9 | 489.6016 | 538.8652 | 813.5635 | 757.3336 | 773.4076 | 743.6406 | 805.8735 | 752.7979 | 4.1029 | -4.0516 | 3.462 | -0.18229 | 0.12247
Solids | 53.1 | 0.5 | 9.4 | 12.8281 | 17.446 | 13.9321 | 13.9321 | 14.0504 | 15.107 | 14.491 | 11.95 | -15.8986 | 6.3792 | -2.2241 | 0.8129 | -2.317
Oil (including refinery gas) | 84.4 | 18.5 | 9.9 | 0 | 0 | 0 | 0 | 0 | 0 | 0 | 0 | -19.2896 | -100 | 0 | 0 | 0
Gas | 407.6 | 561.5 | 766.7 | 360.1374 | 377.0331 | 603.2062 | 540.9415 | 556.2423 | 486.9037 | 509.3649 | 437.2554 | 6.522 | -6.8516 | 3.6757 | -1.0469 | -1.0697
Biomass & Waste | 0 | 21.5 | 28.9 | 116.6361 | 144.3861 | 196.4252 | 202.4601 | 203.1149 | 241.6299 | 282.0176 | 303.5925 | 0 | 17.4526 | 3.4383 | 1.7844 | 2.309
Geothermal heat | 0 | 0 | 0 | 0 | 0 | 0 | 0 | 0 | 0 | 0 | 0 | 0 | 0 | 0 | 0 | 0
Hydrogen - Methanol | 0 | 0 | 0 | 0 | 0 | 0 | 0 | 0 | 0 | 0 | 0 | 0 | 0 | 0 | 0 | 0
Fuel Input in other transformation proc. | 570 | 478.6 | 382.7 | 344.3416 | 428.4491 | 417.6193 | 408.5566 | 410.1558 | 407.1969 | 407.9163 | 400.6436 | -3.9055 | 1.1356 | -0.47429 | -0.033331 | -0.16211
Refineries | 0 | 0 | 0 | 0 | 0 | 0 | 0 | 0 | 0 | 0 | 0 | 0 | 0 | 0 | 0 | 0
Biofuels and hydrogen production | 0 | 2.7 | 27 | 37.1209 | 88.74 | 76.6361 | 71.7612 | 72.4766 | 75.1358 | 77.513 | 79.0742 | 0 | 12.6356 | -2.1013 | 0.46059 | 0.5122
District heating | 569 | 475.9 | 355.7 | 306.8196 | 339.3813 | 340.4298 | 335.4236 | 335.5951 | 329.5201 | 327.8132 | 318.9939 | -4.5893 | -0.46853 | -0.11723 | -0.17741 | -0.32413
Others | 1 | -6.839e-14 | 5.6843e-14 | 0.40113 | 0.32776 | 0.55342 | 1.3718 | 2.084 | 2.5411 | 2.5901 | 2.5755 | -95.2634 | 1788.3744 | 15.3915 | 6.3584 | 0.13482
Energy Branch Consumption | 38.9 | 42 | 48 | 33.1591 | 35.9842 | 40.0921 | 36.5067 | 45.0059 | 30.0719 | 24.3085 | 24.2232 | 2.1243 | -2.8401 | 0.14425 | -1.9204 | -2.1396
Non-Energy Uses | 75 | 97 | 73 | 104.7234 | 126.9692 | 143.1287 | 147.9026 | 152.0198 | 158.3128 | 162.4125 | 165.5549 | -0.26992 | 5.6909 | 1.5378 | 0.68251 | 0.4483
Final Energy Demand | 3253.9 | 4018.3 | 4119.8 | 4103.8245 | 4243.4042 | 4290.7329 | 4220.7015 | 4149.8469 | 4133.5007 | 4164.7503 | 4144.6724 | 2.3876 | 0.29605 | -0.05363 | -0.20855 | 0.026994
by sector
Industry | 576.3 | 698.8 | 773.6 | 912.0176 | 995.0553 | 1018.3868 | 982.6655 | 926.6641 | 875.739 | 854.4265 | 827.6303 | 2.988 | 2.5494 | -0.12522 | -1.1454 | -0.56342
- energy intensive industries | 228.8 | 281.9 | 305 | 277.3872 | 306.9513 | 303.1635 | 268.0422 | 250.4536 | 243.8066 | 240.1096 | 235.9527 | 2.9164 | 0.063795 | -1.3463 | -0.94322 | -0.3269
- other industrial sectors | 347.5 | 416.9 | 468.6 | 634.6305 | 688.104 | 715.2233 | 714.6233 | 676.2105 | 631.9324 | 614.3168 | 591.6776 | 3.035 | 3.9167 | 0.37887 | -1.2222 | -0.65604
Residential | 1326.5 | 1504 | 1388.9 | 1286.2766 | 1293.2183 | 1282.9473 | 1264.7532 | 1245.7564 | 1218.1794 | 1232.5115 | 1210.2028 | 0.46074 | -0.71124 | -0.22232 | -0.37449 | -0.065673
Tertiary | 602.1 | 748.8 | 756.1 | 743.9201 | 757.5069 | 759.2927 | 754.9457 | 743.3204 | 749.8605 | 757.9981 | 767.2164 | 2.3036 | 0.018592 | -0.033862 | -0.067564 | 0.22908
Transport | 749 | 1066.7 | 1201.2 | 1161.6102 | 1197.6237 | 1230.1062 | 1218.3371 | 1234.106 | 1289.7218 | 1319.8143 | 1339.6228 | 4.8367 | -0.029813 | 0.17162 | 0.57102 | 0.38034
by fuel
Solids | 62.2 | 73.6 | 94.2 | 69.6931 | 54.5688 | 41.2147 | 26.2839 | 14.5975 | 8.3097 | 5.6153 | 4.107 | 4.238 | -5.3132 | -7.0446 | -10.8771 | -6.8046
Oil | 1055.7 | 1323 | 1445.8 | 1355.4815 | 1307.1211 | 1338.3763 | 1305.4665 | 1298.8517 | 1327.464 | 1339.4951 | 1342.6761 | 3.1946 | -1.0033 | -0.012665 | 0.16724 | 0.11401
Gas | 328.8 | 507.8 | 497.6 | 391.4268 | 439.0171 | 452.7418 | 418.7472 | 394.4277 | 383.882 | 380.5143 | 373.4138 | 4.2305 | -1.2448 | -0.47159 | -0.86555 | -0.2761
Electricity | 384.8 | 492.6 | 534.3 | 568.0397 | 616.6309 | 655.0271 | 699.832 | 726.5252 | 777.0087 | 818.7346 | 851.0244 | 3.3368 | 1.4434 | 1.2737 | 1.0516 | 0.91404
Heat (from CHP and District Heating) (A) | 598.3 | 603.2 | 574.9 | 524.3974 | 574.2722 | 577.8723 | 575.9579 | 570.8287 | 569.6384 | 589.5164 | 586.8208 | -0.39817 | -0.010926 | 0.029316 | -0.11027 | 0.29762
Other | 824.1 | 1018.1 | 973 | 1194.786 | 1251.7943 | 1225.5008 | 1194.414 | 1144.6161 | 1067.198 | 1030.8746 | 986.6301 | 1.6748 | 2.5515 | -0.46812 | -1.1199 | -0.78189
CO2 Emissions (Mt of CO2 - sec approach) | 6.8247 | 7.7092 | 8.335 | 6.5017 | 6.4219 | 7.0427 | 6.5406 | 6.3553 | 6.232 | 6.2728 | 6.0583 | 2.0193 | -2.5739 | 0.18345 | -0.4822 | -0.28234
Power generation/District heating | 2.6139 | 2.2066 | 2.3764 | 1.1765 | 1.1875 | 1.7331 | 1.4707 | 1.4109 | 1.2524 | 1.2767 | 1.0761 | -0.94806 | -6.7019 | 2.1612 | -1.594 | -1.505
Energy Branch | 0 | 0 | 0 | 0 | 0 | 0 | 0 | 0 | 0 | 0 | 0 | 0 | 0 | 0 | 0 | 0
Industry | 1.0398 | 1.0803 | 1.0377 | 0.77699 | 0.78177 | 0.74113 | 0.59186 | 0.47337 | 0.4072 | 0.37769 | 0.34773 | -0.019466 | -2.7927 | -2.7446 | -3.6705 | -1.5664
Residential | 0.29341 | 0.43005 | 0.55204 | 0.44907 | 0.44421 | 0.42851 | 0.41296 | 0.40965 | 0.41032 | 0.41853 | 0.41554 | 6.5247 | -2.1498 | -0.72689 | -0.063973 | 0.12631
Tertiary | 0.68482 | 0.8245 | 0.84346 | 0.731 | 0.70196 | 0.72674 | 0.71013 | 0.70005 | 0.68231 | 0.66642 | 0.66031 | 2.1054 | -1.8197 | 0.1158 | -0.39876 | -0.32728
Transport | 2.1928 | 3.1678 | 3.5254 | 3.3681 | 3.3064 | 3.4133 | 3.355 | 3.3614 | 3.4798 | 3.5335 | 3.5586 | 4.8628 | -0.63926 | 0.14625 | 0.36582 | 0.224
CO2 Emissions Index (1990=100) | 36.3441 | 41.0545 | 44.3873 | 34.624 | 34.1989 | 37.5054 | 34.8315 | 33.8447 | 33.1879 | 33.4054 | 32.2627 | 2.0193 | -2.5739 | 0.18345 | -0.4822 | -0.28234
Source: PRIMES
Gross final energy consumption in heating and cooling, electricity, transport and overall (in Ktoe)
| 2000 | 2005 | 2010 | 2015 | 2020 | 2025 | 2030 | 2035 | 2040 | 2045 | 2050 | '00-'10 | '10-'20 | '20-'30 | '30-'40 | '40-'50
1. heating and cooling (1) | 2275.2 | 2591.9 | 2491.7 | 2459.8442 | 2521.9299 | 2501.6556 | 2403.0801 | 2294.4606 | 2178.1145 | 2142.1454 | 2073.254 | 0.91312 | 0.12067 | -0.48157 | -0.9781 | -0.49219
2. electricity (2) | 509.2 | 606.5 | 644.6 | 649.2008 | 712.6766 | 768.443 | 818.5077 | 854.5572 | 885.3393 | 905.2792 | 938.2842 | 2.3859 | 1.009 | 1.3942 | 0.78797 | 0.58251
3. transport as in Article 3(4)a (3) | 707.6486 | 986.7451 | 1065.6077 | 1005.2027 | 1033.6535 | 1051.4176 | 1032.037 | 1031.5267 | 1058.4166 | 1071.4007 | 1091.7499 | 4.1785 | -0.30399 | -0.015649 | 0.25271 | 0.31056
4. Gross final energy consumption (4) | 3519.5 | 4252.4 | 4326.9 | 4255.9544 | 4402.7308 | 4456.9992 | 4392.2281 | 4336.9807 | 4310.7678 | 4338.4104 | 4314.3199 | 2.0868 | 0.17389 | -0.023881 | -0.18703 | 0.0082372
The following calculation is needed only if final energy consumption for aviation is expected to be higher than 6,18% (4,12% for Malta and Cyprus):
Final consumption in aviation | 26.8 | 58.8 | 117.7 | 132.1838 | 147.8306 | 165.8287 | 172.384 | 188.3814 | 219.3057 | 242.4371 | 259.485 | 15.9482 | 2.3055 | 1.5484 | 2.4366 | 1.6966
Reduction for aviation limit (5) Article 5(6) | 0 | 0 | 0 | 0 | 0 | 0 | 0 | 0 | 0 | 0 | 0
Total consumption after reduction for aviation limit | 3519.5 | 4252.4 | 4326.9 | 4255.9544 | 4402.7308 | 4456.9992 | 4392.2281 | 4336.9807 | 4310.7678 | 4338.4104 | 4314.3199 | 2.0868 | 0.17389 | -0.023881 | -0.18703 | 0.0082372
(1) Final energy consumption of all energy commodities in industry, households, services and agriculture, forestry and fishery except electricity, plus the consumption of heat for own use at electricity and heat plants and heat losses in networks.
(2) The gross electricity consumption is national gross electricity production, including autoproduction, plus imports, minus exports.
(3) Transport consumption as defined in Article 3(4)(a) of Directive 2009/28/EC. Renewable electricity in road transport for this figure has been multiplied by a factor of 2.5, as indicated by Article 3(4)(c) of Directive 2009/28/EC.
(4) As defined in Article (2)(f) of Directive 2009/28/EC. This comprises final energy consumption plus network losses and own use of heat and electricity at electricity and heating plants (NB: this does not include consumption of electricity for pumped hydro storage or for transformation in electrical boilers or heat pumps at district heating plants).
(5) According to Article 5(6) consumption for aviation has to be considered only up to 6,18 % (Community average), for Cyprus and Malta up to 4,12 % of gross final energy consumption .
Calculation table for the renewable energy contribution of each sector to final energy consumption (in Ktoe)
| 2000 | 2005 | 2010 | 2015 | 2020 | 2025 | 2030 | 2035 | 2040 | 2045 | 2050 | '00-'10 | '10-'20 | '20-'30 | '30-'40 | '40-'50
(A) Gross final consumption of RES for heating and cooling | 912.3 | 1114.9 | 1020.2 | 1259.2348 | 1300.5812 | 1329.1759 | 1363.8884 | 1366.8286 | 1357.781 | 1367.6368 | 1347.1825 | 1.1241 | 2.4578 | 0.47642 | -0.04487 | -0.078333
(B) Gross final consumption of electricity from RES | 268.4063 | 260.8583 | 271.2773 | 299.7827 | 383.4113 | 395.8733 | 397.783 | 398.0366 | 421.6452 | 455.6159 | 579.016 | 0.10645 | 3.5202 | 0.36866 | 0.58427 | 3.2225
(C) Final consumption of energy from RES in transport | 14.6538 | 14.7074 | 37.3528 | 52.6876 | 104.6994 | 118.5492 | 133.2085 | 150.4429 | 173.4811 | 197.2035 | 241.64 | 9.8089 | 10.8567 | 2.4375 | 2.6767 | 3.3693
(D) Total RES consumption (1) | 1180.7063 | 1378.3583 | 1318.4773 | 1596.5383 | 1773.0534 | 1802.1925 | 1834.335 | 1838.2702 | 1854.4798 | 1899.6263 | 2002.8483 | 1.1098 | 3.0066 | 0.34037 | 0.10928 | 0.77263
(1) According to Article 5(1) of Directive 2009/28/EC gas, electricity and hydrogen from renewable energy sources shall only be considered once. No double counting is allowed.
Estimated trajectory of energy from renewable sources in heating and cooling, electricity, transport and overall (in %)
| 2000 | 2005 | 2010 | 2015 | 2020 | 2025 | 2030 | 2035 | 2040 | 2045 | 2050
RES-H&C (1) | 40.0976 | 43.0148 | 40.9439 | 51.1917 | 51.5164 | 52.8972 | 56.1689 | 58.5759 | 60.9766 | 62.2546 | 63.2476
RES-E (2) (C) | 52.7114 | 43.0104 | 42.0846 | 46.1772 | 53.7988 | 51.5163 | 48.5986 | 46.5781 | 47.6253 | 50.3288 | 61.7101
RES-T (3) | 2.0708 | 1.4905 | 3.5053 | 5.2415 | 10.1291 | 11.2752 | 12.9073 | 14.5845 | 16.3906 | 18.4061 | 22.1333
Overall RES share ( 4) (C ) | 33.5476 | 32.4137 | 30.4716 | 37.5131 | 40.2717 | 40.4351 | 41.7632 | 42.3859 | 43.0197 | 43.7862 | 46.4233
(1) Share of renewable energy in heating and cooling: gross final consumption of energy from renewable sources for heating and cooling (as defined in Articles 5(1)b) and 5(4) of Directive 2009/28/EC) divided by gross final consumption of energy for heating and cooling.
(2) Share of renewable energy in electricity: gross final consumption of electricity from renewable sources for electricity (as defined in Articles 5(1)(a) and 5(3) of Directive 2009/28/EC) divided by total gross final consumption of electricity.
(3) Share of renewable energy in transport: final energy from renewable sources consumed in transport (cf. Article 5(1)(c) and 5(5) of Directive 2009/28/EC) divided by the consumption in transport of 1) petrol; 2) diesel; 3) biofuels used in road and rail transport and 4) electricity in transport.
(4) Share of renewable energy in gross final energy consumption.

## indicator
Latvia:Reference scenario(REF2015f) | [15 empty] | SUMMARY ENERGY BALANCE AND INDICATORS (B)
| 2000 | 2005 | 2010 | 2015 | 2020 | 2025 | 2030 | 2035 | 2040 | 2045 | 2050 | '00-'10 | '10-'20 | '20-'30 | '30-'40 | '40-'50
Annual % Change
Main Energy System Indicators
Population (Million) | 2.3817 | 2.2497 | 2.1205 | 1.9802 | 1.9134 | 1.788 | 1.6663 | 1.5873 | 1.549 | 1.5176 | 1.4886 | -1.1549 | -1.0226 | -1.3733 | -0.72738 | -0.39694
GDP (in 000 MEuro'13) | 13.184 | 19.5571 | 18.8543 | 22.9509 | 26.5079 | 29.3252 | 31.3856 | 33.2959 | 35.895 | 38.0817 | 39.9771 | 3.6421 | 3.4658 | 1.7034 | 1.3515 | 1.0829
Gross Inl. Cons./GDP (toe/MEuro'13) | 293.0673 | 234.7945 | 245.5254 | 189.1618 | 170.5632 | 161.6805 | 148.4374 | 137.6184 | 126.0457 | 119.2805 | 112.5279 | -1.7544 | -3.5774 | -1.3798 | -1.6219 | -1.128
Gross Inl. Cons./Capita (toe/inhabitant) | 1.6223 | 2.0411 | 2.1831 | 2.1925 | 2.363 | 2.6518 | 2.7959 | 2.8867 | 2.9209 | 2.9932 | 3.0221 | 3.0135 | 0.79509 | 1.6967 | 0.43829 | 0.34096
Electricity Generated/Capita (kWh gross/inhabitant) | 1736.0951 | 2180.1124 | 3124.5314 | 2821.4384 | 3462.8528 | 4504.4047 | 4524.6121 | 5043.7236 | 5196.8957 | 5727.9289 | 6461.622 | 6.0526 | 1.0334 | 2.7105 | 1.3949 | 2.2021
Carbon intensity (t of CO2/toe of GIC) | 1.7663 | 1.6789 | 1.8005 | 1.4976 | 1.4204 | 1.4854 | 1.4039 | 1.387 | 1.3774 | 1.381 | 1.3467 | 0.19208 | -2.3438 | -0.11627 | -0.19048 | -0.22515
CO2 Emissions/Capita (t of CO2/inhabitant) | 2.8654 | 3.4267 | 3.9307 | 3.2834 | 3.3563 | 3.9389 | 3.9253 | 4.0038 | 4.0234 | 4.1335 | 4.0699 | 3.2114 | -1.5673 | 1.5784 | 0.24697 | 0.11505
CO2 Emissions to GDP (t of CO2/MEuro'13) | 517.6479 | 394.1892 | 442.0765 | 283.2864 | 242.2618 | 240.1604 | 208.3964 | 190.8744 | 173.618 | 164.7207 | 151.5437 | -1.5657 | -5.8373 | -1.4945 | -1.8093 | -1.3506
Import Dependency % | 60.9804 | 63.8594 | 45.5093 | 52.4342 | 49.2416 | 51.9255 | 50.7756 | 50.5009 | 50.9818 | 50.4452 | 48.5031
Energy intensity indicators (2000=100)
Industry (Energy on Value added) | 100 | 87.0881 | 102.4433 | 98.2215 | 93.2025 | 86.8011 | 79.4345 | 73.1889 | 66.6461 | 63.6958 | 60.863 | 0.24168 | -0.9409 | -1.5857 | -1.74 | -0.90361
Residential (Energy on Private Income) | 100 | 74.4081 | 66.5791 | 50.5941 | 44.6575 | 39.8965 | 36.6114 | 33.8661 | 30.6046 | 29.0788 | 27.0987 | -3.9862 | -3.915 | -1.967 | -1.7761 | -1.2093
Tertiary (Energy on Value added) | 100 | 83.2283 | 82.1158 | 66.7935 | 58.8545 | 53.2018 | 49.148 | 45.1661 | 41.8523 | 39.4853 | 37.7625 | -1.9511 | -3.2758 | -1.7862 | -1.594 | -1.023
Transport (Energy on GDP) | 100 | 96.0071 | 112.1428 | 89.0895 | 79.5262 | 73.8359 | 68.3286 | 65.242 | 63.2453 | 61.0045 | 58.9844 | 1.1526 | -3.3785 | -1.5061 | -0.7701 | -0.69505
Carbon Intensity indicators
Electricity and Steam production (t of CO2/MWh) | 0.20511 | 0.16569 | 0.16464 | 0.094 | 0.084053 | 0.11167 | 0.098693 | 0.092661 | 0.082508 | 0.07982 | 0.064003 | -2.1735 | -6.5023 | 1.6185 | -1.7752 | -2.5077
Final energy demand (t of CO2/toe) | 1.2941 | 1.3694 | 1.4463 | 1.2976 | 1.2335 | 1.2375 | 1.2012 | 1.1915 | 1.2047 | 1.1996 | 1.2021 | 1.1187 | -1.579 | -0.26497 | 0.029 | -0.022019
Industry | 1.8042 | 1.5459 | 1.3414 | 0.85194 | 0.78566 | 0.72774 | 0.6023 | 0.51083 | 0.46498 | 0.44204 | 0.42016 | -2.9202 | -5.2093 | -2.6227 | -2.5543 | -1.0086
Residential | 0.22119 | 0.28594 | 0.39747 | 0.34913 | 0.34349 | 0.334 | 0.32651 | 0.32883 | 0.33683 | 0.33958 | 0.34336 | 6.0361 | -1.4489 | -0.50569 | 0.31169 | 0.19211
Tertiary | 1.1374 | 1.1011 | 1.1155 | 0.98263 | 0.92667 | 0.95713 | 0.94063 | 0.94179 | 0.90992 | 0.87919 | 0.86066 | -0.19378 | -1.8379 | 0.14971 | -0.33142 | -0.55509
Transport | 2.9276 | 2.9697 | 2.9349 | 2.8995 | 2.7608 | 2.7748 | 2.7538 | 2.7237 | 2.6981 | 2.6773 | 2.6564 | 0.024886 | -0.60963 | -0.025334 | -0.20404 | -0.15575
Electricity and steam generation
Net Generation Capacity in MWe | 2089.229 | 2161.9419 | 2546.1068 | 2836.8533 | 3103.0255 | 3107.3153 | 3112.6053 | 2969.2664 | 2927.6542 | 2902.8683 | 3307.5452 | 1.9974 | 1.9978 | 0.03083 | -0.61071 | 1.2275
Nuclear energy | 0 | 0 | 0 | 0 | 0 | 0 | 0 | 0 | 0 | 0 | 0 | 0 | 0 | 0 | 0 | 0
Renewable energy | 1515 | 1562 | 1606 | 1651.9 | 1873.6422 | 1875.204 | 1877.0774 | 1877.1317 | 1900.1317 | 1908.4739 | 2349.5123 | 0.58502 | 1.5533 | 0.018319 | 0.12215 | 2.1455
Hydro (pumping excluded) | 1513 | 1536 | 1576 | 1589 | 1589 | 1589 | 1589 | 1589 | 1612 | 1620.3422 | 1665 | 0.40879 | 0.082183 | 0 | 0.14381 | 0.32402
Wind | 2 | 26 | 30 | 61.7 | 282.8227 | 284.3846 | 286.2579 | 286.3122 | 286.3122 | 286.3122 | 682.6928 | 31.1019 | 25.1524 | 0.1208 | 0.0018973 | 9.0783
Solar | 0 | 0 | 0 | 1.2 | 1.8195 | 1.8195 | 1.8195 | 1.8195 | 1.8195 | 1.8195 | 1.8195 | 0 | 0 | 0 | 0 | 0
Other renewables (tidal etc.) | 0 | 0 | 0 | 0 | 0 | 0 | 0 | 0 | 0 | 0 | 0 | 0 | 0 | 0 | 0 | 0
Thermal power | 574.229 | 599.9419 | 940.1068 | 1184.9533 | 1229.3833 | 1232.1113 | 1235.5279 | 1092.1347 | 1027.5225 | 994.3945 | 958.0329 | 5.0532 | 2.7191 | 0.049869 | -1.8266 | -0.69779
of which cogeneration units | 253.8968 | 586 | 870 | 1026.2075 | 1025.8986 | 1094.0909 | 1096.2346 | 940.4646 | 927.3265 | 906.3938 | 915.0817 | 13.1061 | 1.662 | 0.66533 | -1.6594 | -0.13284
of which CCS units | 0 | 0 | 0 | 0 | 0 | 0 | 0 | 0 | 0 | 0 | 0 | 0 | 0 | 0 | 0 | 0
Solids fired | 23.205 | 2.275 | 21.16 | 21.16 | 21.16 | 21.16 | 21.16 | 21.16 | 21.16 | 21.16 | 21.16 | -0.91831 | 0 | 0 | 0 | 0
Gas fired | 522.4145 | 572.19 | 893.4699 | 1098.1699 | 1098.1699 | 1090.6814 | 1090.6814 | 947.2881 | 867.0531 | 812.118 | 802.7117 | 5.5131 | 2.0843 | -0.068401 | -2.2685 | -0.76808
Oil fired | 26.6145 | 15.2145 | 15.2145 | 15.2145 | 15.2145 | 15.2145 | 15.2145 | 15.2145 | 7.6 | 0 | 0 | -5.4386 | 0 | 0 | -6.7056 | -100
Biomass-waste fired | 1.995 | 10.2624 | 10.2624 | 50.4089 | 94.8389 | 105.0554 | 108.472 | 108.472 | 131.7094 | 161.1165 | 134.1612 | 17.796 | 24.9033 | 1.3522 | 1.96 | 0.18461
Hydrogen plants | 0 | 0 | 0 | 0 | 0 | 0 | 0 | 0 | 0 | 0 | 0 | 0 | 0 | 0 | 0 | 0
Geothermal heat | 0 | 0 | 0 | 0 | 0 | 0 | 0 | 0 | 0 | 0 | 0 | 0 | 0 | 0 | 0 | 0
Load factor for net electric capacities (%) | 20.1621 | 23.3227 | 27.2105 | 20.9303 | 22.8609 | 27.875 | 26.0934 | 28.7715 | 30.0361 | 33.137 | 32.3102
Indicators for gross electricity production
Efficiency for thermal electricity production (%) | 20.7118 | 21.8937 | 32.2616 | 45.8841 | 45.1778 | 44.8859 | 42.3003 | 46.5501 | 48.3852 | 51.2378 | 50.5687
CHP indicator (% of electricity from CHP) | 31.4398 | 30.683 | 45 | 38.5711 | 33.0751 | 45.342 | 41.7962 | 45.1561 | 46.4119 | 50.1728 | 42.4515
CCS indicator (% of electricity from CCS) | 0 | 0 | 0 | 0 | 0 | 0 | 0 | 0 | 0 | 0 | 0
Non fossil fuels in electricity generation (%) | 68.2544 | 69.5883 | 54.8514 | 62.393 | 67.2871 | 57.1554 | 61.351 | 57.8112 | 60.9066 | 60.9475 | 69.9977
- nuclear | 0 | 0 | 0 | 0 | 0 | 0 | 0 | 0 | 0 | 0 | 0
- renewable energy forms and industrial waste | 68.2544 | 69.5883 | 54.8514 | 62.393 | 67.2871 | 57.1554 | 61.351 | 57.8112 | 60.9066 | 60.9475 | 69.9977
Indicators for renewables (excluding industrial waste) (%) (B)
RES in gross final energy demand (%) | 33.5476 | 32.4137 | 30.4716 | 37.5131 | 40.2717 | 40.4351 | 41.7632 | 42.3859 | 43.0197 | 43.7862 | 46.4233
RES in transport (%) | 2.0708 | 1.4905 | 3.5053 | 5.2415 | 10.1291 | 11.2752 | 12.9073 | 14.5845 | 16.3906 | 18.4061 | 22.1333
Transport sector
Passenger transport activity (Gpkm) | 15.3989 | 17.3451 | 17.8986 | 18.2665 | 19.6853 | 20.9496 | 22.189 | 23.3089 | 24.8845 | 26.1014 | 27.0957 | 1.5156 | 0.95604 | 1.2044 | 1.1531 | 0.85493
Public road transport | 2.348 | 2.891 | 2.311 | 2.3946 | 2.4795 | 2.5491 | 2.6231 | 2.6949 | 2.7637 | 2.8012 | 2.8388 | -0.15871 | 0.7063 | 0.56442 | 0.52377 | 0.2682
Private cars and motorcycles | 11.76 | 12.4415 | 12.7423 | 12.8118 | 13.7241 | 14.3063 | 14.7324 | 15.0754 | 15.577 | 15.8456 | 16.0177 | 0.80549 | 0.74496 | 0.71148 | 0.55908 | 0.27935
Rail | 0.9817 | 1.1667 | 0.872 | 0.88471 | 1.03 | 1.1897 | 1.3278 | 1.4313 | 1.5508 | 1.6546 | 1.742 | -1.178 | 1.6789 | 2.5728 | 1.5644 | 1.1693
Aviation | 0.30925 | 0.84586 | 1.9733 | 2.1754 | 2.4518 | 2.9045 | 3.5057 | 4.1072 | 4.9929 | 5.8 | 6.4972 | 20.3618 | 2.1949 | 3.6404 | 3.5995 | 2.6686
Inland navigation | 0 | 0 | 0 | 0 | 0 | 0 | 0 | 0 | 0 | 0 | 0 | 0 | 0 | 0 | 0 | 0
Travel per person (km per capita) | 6465.4878 | 7709.8636 | 8440.7447 | 9224.7466 | 10288.2708 | 11716.9103 | 13316.5542 | 14684.5179 | 16065.2903 | 17199.5641 | 18202.5746 | 2.7018 | 1.9991 | 2.6136 | 1.8942 | 1.2569
Freight transport activity (Gtkm) | 15.4664 | 23.5845 | 21.0208 | 23.9959 | 26.0412 | 29.5591 | 32.3801 | 35.0603 | 38.407 | 39.9201 | 41.1875 | 3.116 | 2.1648 | 2.2026 | 1.7216 | 0.70141
Trucks | 2.1564 | 3.7987 | 3.8072 | 4.1009 | 4.727 | 5.2196 | 5.6439 | 6.0477 | 6.4736 | 6.7583 | 7.0574 | 5.8496 | 2.1873 | 1.7887 | 1.381 | 0.86725
Rail | 13.31 | 19.779 | 17.179 | 19.8596 | 21.274 | 24.2954 | 26.6895 | 28.9635 | 31.8813 | 33.1074 | 34.0735 | 2.5846 | 2.161 | 2.2938 | 1.7934 | 0.66722
Inland navigation | 1.2e-06 | 0.00688 | 0.03451 | 0.035376 | 0.040218 | 0.044134 | 0.046727 | 0.049064 | 0.052043 | 0.05448 | 0.056531 | 179.175 | 1.5424 | 1.5115 | 1.0833 | 0.83065
Freight activity per unit of GDP (tkm/000 Euro'13) | 1173.1153 | 1205.9323 | 1114.9076 | 1045.5314 | 982.3916 | 1007.9772 | 1031.6878 | 1052.9927 | 1069.9823 | 1048.2756 | 1030.2784 | -0.50762 | -1.2574 | 0.49081 | 0.36513 | -0.37742
Energy demand in transport (ktoe) | 745.7 | 1064.3 | 1200.3378 | 1158.225 | 1194.422 | 1226.5231 | 1214.934 | 1230.7775 | 1286.4546 | 1316.4628 | 1336.4006 | 4.8755 | -0.049394 | 0.17042 | 0.57364 | 0.38162
Public road transport | 51.4489 | 66.916 | 68.3082 | 64.5731 | 66.3418 | 67.2585 | 68.8269 | 69.7331 | 70.4355 | 70.3159 | 70.268 | 2.875 | -0.29168 | 0.36842 | 0.2313 | -0.023805
Private cars and motorcycles | 502.2765 | 602.5134 | 673.4914 | 613.4666 | 590 | 567.6694 | 533.6457 | 510.2151 | 505.4685 | 501.0274 | 497.4587 | 2.9767 | -1.3148 | -0.99888 | -0.541 | -0.1596
Trucks | 89.3746 | 242.4969 | 259.5367 | 254.8159 | 291.921 | 316.9308 | 323.6804 | 339.4169 | 359.7082 | 370.4344 | 378.138 | 11.2496 | 1.1828 | 1.0381 | 1.061 | 0.50091
Rail | 75.8 | 93.5 | 76.2014 | 86.7019 | 91.1129 | 101.0721 | 108.3147 | 114.6734 | 122.797 | 123.2204 | 121.7984 | 0.052825 | 1.8033 | 1.7445 | 1.2628 | -0.08162
Aviation | 26.8 | 58.8 | 117.7 | 132.1838 | 147.8306 | 165.8287 | 172.384 | 188.3814 | 219.3057 | 242.4371 | 259.485 | 15.9482 | 2.3055 | 1.5484 | 2.4366 | 1.6966
Inland navigation | 0 | 0.073714 | 5.1 | 6.4837 | 7.2157 | 7.7635 | 8.0823 | 8.3575 | 8.7397 | 9.0277 | 9.2525 | 0 | 3.531 | 1.1406 | 0.78509 | 0.57184
Efficiency indicator (activity related)
Passenger transport (toe/Mpkm) | 37.3592 | 40.8165 | 44.1555 | 40.5215 | 37.003 | 34.1606 | 30.6996 | 28.5499 | 27.1617 | 26.0474 | 25.1472 | 1.6854 | -1.7517 | -1.8502 | -1.2169 | -0.76769
Freight transport (toe/Mtkm) | 10.5523 | 14.1963 | 16.1663 | 14.4621 | 14.9461 | 14.3653 | 13.5531 | 13.1535 | 12.7552 | 12.5567 | 12.3271 | 4.3581 | -0.78172 | -0.9736 | -0.60486 | -0.3408
| 0 | 0 | 0 | 0 | 0 | 0 | 0 | 0 | 0 | 0 | 0 | 0 | 0 | 0 | 0 | 0
Source: PRIMES

## industry
Latvia:Reference scenario(REF2015f) | [15 empty] | INDUSTRY
| 2000 | 2005 | 2010 | 2015 | 2020 | 2025 | 2030 | 2035 | 2040 | 2045 | 2050 | '00-'10 | '10-'20 | '20-'30 | '30-'40 | '40-'50
Annual % Change
Sectoral Value Added (in 000 MEuro'13) | 1.7899 | 2.4922 | 2.3454 | 2.8839 | 3.316 | 3.644 | 3.8423 | 3.9325 | 4.0812 | 4.1663 | 4.2235 | 2.7397 | 3.5234 | 1.484 | 0.60517 | 0.34329
Iron and steel | 0.093174 | 0.12977 | 0.068868 | 0.048215 | 0.068925 | 0.090096 | 0.10717 | 0.11609 | 0.12057 | 0.12201 | 0.12244 | -2.9774 | 0.0081902 | 4.5128 | 1.1851 | 0.15441
Non ferrous metals | 0.014731 | 0.021949 | 0.015166 | 0.017127 | 0.018971 | 0.0207 | 0.02199 | 0.022922 | 0.023848 | 0.024312 | 0.024757 | 0.29098 | 2.264 | 1.4878 | 0.81451 | 0.37482
Chemicals | 0.068794 | 0.10571 | 0.10783 | 0.11881 | 0.14082 | 0.15925 | 0.1705 | 0.17374 | 0.17889 | 0.18217 | 0.1847 | 4.5966 | 2.7054 | 1.9314 | 0.4813 | 0.31979
Non metallic minerals | 0.054027 | 0.11376 | 0.13483 | 0.17572 | 0.2087 | 0.23021 | 0.24006 | 0.2454 | 0.25483 | 0.26026 | 0.266 | 9.5767 | 4.4655 | 1.4099 | 0.59871 | 0.43021
Paper and pulp | 0.087026 | 0.11683 | 0.1156 | 0.13662 | 0.15292 | 0.16727 | 0.17801 | 0.18421 | 0.19225 | 0.19826 | 0.20361 | 2.8799 | 2.8376 | 1.5303 | 0.77277 | 0.57552
Food, drink and tobacco | 0.60627 | 0.72249 | 0.5351 | 0.67763 | 0.76465 | 0.83019 | 0.87211 | 0.8905 | 0.92249 | 0.94029 | 0.94707 | -1.2409 | 3.6342 | 1.3236 | 0.56318 | 0.26325
Engineering | 0.20727 | 0.31149 | 0.33269 | 0.43164 | 0.5391 | 0.61969 | 0.67055 | 0.71442 | 0.77185 | 0.81164 | 0.84422 | 4.8457 | 4.9454 | 2.2059 | 1.4168 | 0.90025
Textiles | 0.15822 | 0.22779 | 0.12981 | 0.14899 | 0.14733 | 0.14427 | 0.13814 | 0.12961 | 0.12265 | 0.11547 | 0.10789 | -1.9594 | 1.2739 | -0.64191 | -1.1823 | -1.2741
Other industries | 0.50043 | 0.74241 | 0.90554 | 1.1292 | 1.2745 | 1.3823 | 1.4437 | 1.4556 | 1.4938 | 1.5119 | 1.5228 | 6.11 | 3.4771 | 1.2542 | 0.34183 | 0.19235
Final Energy Demand (in ktoe) | 576.3 | 698.8 | 773.6 | 912.0176 | 995.0553 | 1018.3868 | 982.6655 | 926.6641 | 875.739 | 854.4265 | 827.6303 | 2.988 | 2.5494 | -0.12522 | -1.1454 | -0.56342
By sector
Iron and steel | 137.9 | 131.4 | 130 | 88.2813 | 118.9714 | 125.4315 | 104.8827 | 100.9788 | 101.3864 | 101.5564 | 101.7084 | -0.58821 | -0.8826 | -1.2525 | -0.33845 | 0.031714
Non ferrous metals | 4.2 | 5.1 | 3.3 | 3.9502 | 5.163 | 4.4289 | 3.3912 | 3.3024 | 3.2408 | 3.2311 | 3.2542 | -2.3828 | 4.5776 | -4.1161 | -0.45252 | 0.041001
Chemicals | 14.8 | 17.5 | 27.7 | 29.507 | 32.3009 | 33.5649 | 32.455 | 29.2109 | 28.5785 | 28.0583 | 27.5522 | 6.4687 | 1.5485 | 0.047619 | -1.264 | -0.36503
Non metallic minerals | 65.1 | 117.1 | 134.7 | 145.4431 | 139.3043 | 128.0018 | 115.6861 | 106.2488 | 100.1205 | 96.8829 | 93.1827 | 7.5421 | 0.33667 | -1.8407 | -1.4347 | -0.71556
Paper and pulp | 6.8 | 10.8 | 9.3 | 10.2055 | 11.2118 | 11.7363 | 11.6272 | 10.7128 | 10.4803 | 10.381 | 10.2553 | 3.1804 | 1.8871 | 0.36451 | -1.0331 | -0.21685
Food, drink and tobacco | 142.1 | 141.9 | 93.5 | 125.8761 | 128.8133 | 132.9862 | 130.9623 | 118.8507 | 115.0713 | 114.9161 | 112.9515 | -4.0993 | 3.2559 | 0.16559 | -1.2852 | -0.18576
Engineering | 30.9 | 41 | 23.8 | 29.1593 | 36.1727 | 39.5571 | 40.6404 | 41.7534 | 43.8474 | 45.4256 | 46.3773 | -2.5769 | 4.275 | 1.1714 | 0.76244 | 0.56252
Textiles | 53.7 | 33.8 | 12 | 15.8124 | 12.2804 | 11.5195 | 10.9171 | 10.0547 | 9.4676 | 8.6175 | 7.8898 | -13.9163 | 0.23128 | -1.1698 | -1.4145 | -1.8065
Other industries | 120.8 | 200.2 | 339.3 | 463.7827 | 510.8375 | 531.1605 | 532.1034 | 505.5517 | 463.5461 | 445.3575 | 424.4589 | 10.8796 | 4.1765 | 0.4087 | -1.3699 | -0.87704
By fuel
Solids | 13 | 26.6 | 46.7 | 45.3633 | 39.9594 | 31.8241 | 21.0936 | 10.9237 | 5.7488 | 3.703 | 2.6592 | 13.6416 | -1.5467 | -6.1891 | -12.1903 | -7.42
Oil | 158 | 86.4 | 84.6 | 48.3903 | 30.9494 | 27.4886 | 21.2325 | 16.0549 | 11.3547 | 9.4604 | 8.5167 | -6.0555 | -9.5668 | -3.6981 | -6.0671 | -2.8351
Gas | 207.4 | 294.7 | 242.3 | 186.7014 | 222.3803 | 224.1002 | 187.5751 | 161.6283 | 148.5602 | 142.0349 | 132.322 | 1.5674 | -0.85421 | -1.6877 | -2.3049 | -1.1508
Electricity | 123.1 | 146.2 | 136.7 | 155.9602 | 174.7166 | 188.9621 | 197.3008 | 201.4458 | 203.4332 | 206.2007 | 207.1704 | 1.0534 | 2.4841 | 1.2231 | 0.30655 | 0.1822
Heat (distributed CHP) (A) | 15.8 | 16.3 | 9.1 | 14.9974 | 17.9534 | 20.2209 | 20.0521 | 19.5718 | 21.5782 | 21.6265 | 21.3755 | -5.3679 | 7.0313 | 1.1117 | 0.73617 | -0.094312
Other (Biomass, waste, hydrogen etc.) | 59 | 128.6 | 254.2 | 460.605 | 509.0962 | 525.791 | 535.4115 | 517.0397 | 485.0639 | 471.4008 | 455.5866 | 15.7264 | 7.192 | 0.50526 | -0.98269 | -0.62499
Fuel use as raw material (in ktoe) | 75 | 97 | 73 | 104.7234 | 126.9692 | 143.1287 | 147.9026 | 152.0198 | 158.3128 | 162.4125 | 165.5549 | -0.26992 | 5.6909 | 1.5378 | 0.68251 | 0.4483
By sector
Petrochemical industry | 0 | 0 | 0 | 0 | 0 | 0 | 0 | 0 | 0 | 0 | 0 | 0 | 0 | 0 | 0 | 0
Other non energy uses | 75 | 97 | 73 | 104.7234 | 126.9692 | 143.1287 | 147.9026 | 152.0198 | 158.3128 | 162.4125 | 165.5549 | -0.26992 | 5.6909 | 1.5378 | 0.68251 | 0.4483
By fuel
Solids | 0 | 0 | 0 | 0 | 0 | 0 | 0 | 0 | 0 | 0 | 0 | 0 | 0 | 0 | 0 | 0
Oil | 75 | 97 | 73 | 104.7234 | 126.9692 | 143.1287 | 147.9026 | 152.0198 | 158.3128 | 162.4125 | 165.5549 | -0.26992 | 5.6909 | 1.5378 | 0.68251 | 0.4483
Gas | 0 | 0 | 0 | 0 | 0 | 0 | 0 | 0 | 0 | 0 | 0 | 0 | 0 | 0 | 0 | 0
Energy intensity (toe/MEuro'13) | 321.9666 | 280.3945 | 329.8331 | 316.2403 | 300.0808 | 279.4706 | 255.7525 | 235.6439 | 214.5783 | 205.0791 | 195.9586 | 0.24168 | -0.9409 | -1.5857 | -1.74 | -0.90361
Iron and steel | 1480.031 | 1012.5456 | 1887.6562 | 1831.0079 | 1726.1019 | 1392.2062 | 978.6601 | 869.8132 | 840.896 | 832.3571 | 830.6508 | 2.4626 | -0.89071 | -5.5164 | -1.5057 | -0.12251
Non ferrous metals | 285.1072 | 232.3598 | 217.5976 | 230.6446 | 272.151 | 213.9581 | 154.2158 | 144.069 | 135.8944 | 132.9036 | 131.4419 | -2.666 | 2.2623 | -5.5217 | -1.2568 | -0.33257
Chemicals | 215.1358 | 165.5485 | 256.8935 | 248.3515 | 229.38 | 210.7646 | 190.3464 | 168.1291 | 159.7533 | 154.0194 | 149.1768 | 1.7898 | -1.1264 | -1.8481 | -1.7369 | -0.68264
Non metallic minerals | 1204.9622 | 1029.3867 | 999.0299 | 827.6918 | 667.4933 | 556.0125 | 481.9032 | 432.9673 | 392.8957 | 372.2606 | 350.3046 | -1.8567 | -3.9523 | -3.2054 | -2.0213 | -1.1409
Paper and pulp | 78.1374 | 92.4406 | 80.4504 | 74.6977 | 73.316 | 70.1641 | 65.3194 | 58.1563 | 54.5141 | 52.3612 | 50.3684 | 0.29215 | -0.92432 | -1.1483 | -1.7921 | -0.78783
Food, drink and tobacco | 234.3855 | 196.4051 | 174.7347 | 185.7594 | 168.4595 | 160.1875 | 150.167 | 133.4649 | 124.7398 | 122.2139 | 119.2648 | -2.8943 | -0.36506 | -1.1429 | -1.8381 | -0.44783
Engineering | 149.0828 | 131.6242 | 71.5387 | 67.554 | 67.098 | 63.8338 | 60.6074 | 58.4436 | 56.8084 | 55.9678 | 54.9353 | -7.0795 | -0.63879 | -1.0122 | -0.64524 | -0.33471
Textiles | 339.4016 | 148.3791 | 92.4401 | 106.1321 | 83.352 | 79.8492 | 79.0276 | 77.5763 | 77.1901 | 74.627 | 73.1272 | -12.1959 | -1.0295 | -0.53134 | -0.23498 | -0.53925
Other industries | 241.3913 | 269.6622 | 374.6935 | 410.7259 | 400.8035 | 384.2562 | 368.5653 | 347.3191 | 310.3067 | 294.5648 | 278.7328 | 4.495 | 0.6759 | -0.83503 | -1.7058 | -1.0673
CO2 EMISSIONS (in kt CO2) | 1039.7665 | 1080.2912 | 1037.7443 | 776.9881 | 781.7731 | 741.1255 | 591.858 | 473.3667 | 407.2035 | 377.6931 | 347.7334 | -0.019466 | -2.7927 | -2.7446 | -3.6705 | -1.5664
Iron and steel | 333.104 | 299.7714 | 297.5353 | 190.4132 | 252.5395 | 247.6318 | 177.698 | 154.3555 | 149.1396 | 146.6371 | 143.7051 | -1.1229 | -1.6263 | -3.4538 | -1.7368 | -0.37051
Non ferrous metals | 9.395 | 11.274 | 7.516 | 8.9523 | 11.4965 | 9.6303 | 7.0831 | 6.82 | 6.655 | 6.6716 | 6.7138 | -2.2067 | 4.3417 | -4.7279 | -0.62156 | 0.088076
Chemicals | 20.6594 | 24.427 | 38.3743 | 36.6673 | 30.5306 | 30.9838 | 28.3297 | 23.2528 | 18.4784 | 14.5037 | 11.2328 | 6.3879 | -2.2606 | -0.74541 | -4.1831 | -4.8558
Non metallic minerals | 163.4394 | 280.6967 | 309.4122 | 216.333 | 204.7566 | 179.8014 | 149.9118 | 125.3147 | 108.5322 | 101.3962 | 91.809 | 6.5904 | -4.0445 | -3.0696 | -3.1784 | -1.6594
Paper and pulp | 5.637 | 13.7408 | 5.637 | 7.1419 | 6.9076 | 7.4123 | 7.4021 | 6.7619 | 6.7341 | 6.8566 | 6.9108 | 0 | 2.0534 | 0.69382 | -0.94137 | 0.25941
Food, drink and tobacco | 289.1602 | 232.9655 | 151.1865 | 190.247 | 162.9702 | 152.3066 | 133.0436 | 79.3956 | 58.7979 | 47.405 | 34.9261 | -6.2789 | 0.75335 | -2.0085 | -7.8412 | -5.0754
Engineering | 23.7576 | 36.1298 | 26.8654 | 22.8136 | 25.9814 | 27.7694 | 26.8964 | 26.3366 | 24.2879 | 24.5498 | 24.6259 | 1.237 | -0.33402 | 0.34672 | -1.015 | 0.13828
Textiles | 75.8208 | 45.6839 | 16.911 | 26.2823 | 16.8578 | 14.9774 | 13.0266 | 11.9796 | 9.4585 | 8.4656 | 7.7394 | -13.9327 | -0.031529 | -2.5453 | -3.1501 | -1.9859
Other industries | 118.7931 | 135.602 | 184.3066 | 78.1374 | 69.733 | 70.6127 | 48.4667 | 39.1499 | 25.1199 | 21.2074 | 20.0704 | 4.4901 | -9.2619 | -3.5726 | -6.3609 | -2.2191
Carbon intensity (in t CO2/toe) | 1.8042 | 1.5459 | 1.3414 | 0.85194 | 0.78566 | 0.72774 | 0.6023 | 0.51083 | 0.46498 | 0.44204 | 0.42016 | -2.9202 | -5.2093 | -2.6227 | -2.5543 | -1.0086
Iron and steel | 2.4155 | 2.2814 | 2.2887 | 2.1569 | 2.1227 | 1.9742 | 1.6943 | 1.5286 | 1.471 | 1.4439 | 1.4129 | -0.53783 | -0.75031 | -2.2292 | -1.4031 | -0.40209
Non ferrous metals | 2.2369 | 2.2106 | 2.2776 | 2.2663 | 2.2267 | 2.1744 | 2.0887 | 2.0652 | 2.0535 | 2.0648 | 2.0631 | 0.18035 | -0.22554 | -0.63804 | -0.16981 | 0.047056
Chemicals | 1.3959 | 1.3958 | 1.3854 | 1.2427 | 0.9452 | 0.9231 | 0.87289 | 0.79603 | 0.64658 | 0.51691 | 0.40769 | -0.075854 | -3.751 | -0.79265 | -2.9565 | -4.5072
Non metallic minerals | 2.5106 | 2.3971 | 2.297 | 1.4874 | 1.4699 | 1.4047 | 1.2958 | 1.1794 | 1.084 | 1.0466 | 0.98526 | -0.885 | -4.3664 | -1.252 | -1.7691 | -0.95069
Paper and pulp | 0.82897 | 1.2723 | 0.60613 | 0.69981 | 0.6161 | 0.63157 | 0.63662 | 0.6312 | 0.64254 | 0.6605 | 0.67388 | -3.0824 | 0.16326 | 0.32811 | 0.092726 | 0.4773
Food, drink and tobacco | 2.0349 | 1.6418 | 1.617 | 1.5114 | 1.2652 | 1.1453 | 1.0159 | 0.66803 | 0.51097 | 0.41252 | 0.30921 | -2.2727 | -2.4236 | -2.1705 | -6.6413 | -4.8987
Engineering | 0.76885 | 0.88121 | 1.1288 | 0.78238 | 0.71826 | 0.70201 | 0.66182 | 0.63077 | 0.55392 | 0.54044 | 0.53099 | 3.9148 | -4.4201 | -0.81512 | -1.7639 | -0.42187
Textiles | 1.4119 | 1.3516 | 1.4093 | 1.6621 | 1.3727 | 1.3002 | 1.1932 | 1.1914 | 0.99904 | 0.98236 | 0.98094 | -0.019 | -0.2622 | -1.3917 | -1.7605 | -0.18271
Other industries | 0.98339 | 0.67733 | 0.5432 | 0.16848 | 0.13651 | 0.13294 | 0.091085 | 0.07744 | 0.054191 | 0.047619 | 0.047285 | -5.7626 | -12.8997 | -3.9651 | -5.0603 | -1.354
| 0 | 0 | 0 | 0 | 0 | 0 | 0 | 0 | 0 | 0 | 0 | 0 | 0 | 0 | 0 | 0
Source: PRIMES

## domestic
Latvia:Reference scenario(REF2015f) | [15 empty] | RESIDENTIAL, SERVICES AND AGRICULTURE
| 2000 | 2005 | 2010 | 2015 | 2020 | 2025 | 2030 | 2035 | 2040 | 2045 | 2050 | '00-'10 | '10-'20 | '20-'30 | '30-'40 | '40-'50
Annual % Change
RESIDENTIAL SECTOR
Key indicators
Private Consumption (in Euro'13/capita) | 3177.8919 | 5126.4883 | 5613.263 | 7325.7904 | 8635.7329 | 10262.0185 | 11829.4765 | 13222.9493 | 14662.4307 | 15936.3678 | 17118.4626 | 5.8541 | 4.4019 | 3.1969 | 2.1702 | 1.5607
Population (mio) | 2.3817 | 2.2497 | 2.1205 | 1.9802 | 1.9134 | 1.788 | 1.6663 | 1.5873 | 1.549 | 1.5176 | 1.4886 | -1.1549 | -1.0226 | -1.3733 | -0.72738 | -0.39694
Number of households (mio) | 0.93036 | 0.98143 | 0.87218 | 0.8232 | 0.80585 | 0.76405 | 0.72103 | 0.69386 | 0.68362 | 0.67502 | 0.66659 | -0.64364 | -0.78792 | -1.1059 | -0.5314 | -0.25191
Households size (inhabitants/household) | 2.56 | 2.2923 | 2.4313 | 2.4054 | 2.3744 | 2.3401 | 2.3109 | 2.2876 | 2.2658 | 2.2482 | 2.2331 | -0.51462 | -0.23652 | -0.27038 | -0.19703 | -0.14539
Final Energy Demand (in ktoe) | 1326.5 | 1504 | 1388.9 | 1286.2766 | 1293.2183 | 1282.9473 | 1264.7532 | 1245.7564 | 1218.1794 | 1232.5115 | 1210.2028 | 0.46074 | -0.71124 | -0.22232 | -0.37449 | -0.065673
By end use
Heating and cooling (incl. cooking) | 1271.0001 | 1406.28 | 1283.8852 | 1164.8341 | 1163.3858 | 1148.7846 | 1130.8407 | 1106.12 | 1069.4108 | 1075.1893 | 1048.2104 | 0.10092 | -0.98072 | -0.28333 | -0.55698 | -0.20003
Electric appliances and lighting | 55.4999 | 97.72 | 105.0148 | 121.5495 | 129.8325 | 134.1628 | 133.9125 | 139.6365 | 148.7686 | 157.3223 | 161.9924 | 6.5849 | 2.1441 | 0.3099 | 1.0576 | 0.85521
By fuel
Solids | 12.4 | 22.5 | 25.6 | 14.2974 | 10.0497 | 7.2856 | 4.1993 | 3.2006 | 2.3277 | 1.794 | 1.3852 | 7.5182 | -8.9266 | -8.3564 | -5.7298 | -5.0579
Oil | 34.5 | 37.7 | 53.5 | 52.1548 | 48.0994 | 47.0993 | 43.8482 | 43.9369 | 42.5397 | 42.8626 | 42.0697 | 4.4849 | -1.0585 | -0.9211 | -0.30249 | -0.11105
Gas | 63.5 | 100.2 | 124.4 | 102.0339 | 112.0499 | 111.6617 | 114.159 | 114.3279 | 117.7427 | 121.6854 | 122.0574 | 6.9559 | -1.0401 | 0.18665 | 0.30957 | 0.36054
Electricity | 102.2 | 135.2 | 166.6 | 153.019 | 162.6023 | 166.5072 | 168.1852 | 174.3893 | 185.6357 | 196.4759 | 203.244 | 5.008 | -0.24259 | 0.33816 | 0.99209 | 0.91033
Heat | 439.7 | 438.5 | 420.9 | 373.4333 | 410.2687 | 416.4385 | 416.8632 | 420.9574 | 424.5698 | 444.5671 | 442.947 | -0.43602 | -0.2555 | 0.15958 | 0.18335 | 0.42464
Other | 674.2 | 769.9 | 597.9 | 591.3382 | 550.1483 | 533.9551 | 517.4983 | 488.9443 | 445.3637 | 425.1265 | 398.4995 | -1.1938 | -0.8289 | -0.60995 | -1.4899 | -1.1057
Energy intensity
Household income related (toe/MEuro'13) | 175.2582 | 130.4063 | 116.6854 | 88.6704 | 78.2658 | 69.9219 | 64.1645 | 59.3531 | 53.6371 | 50.963 | 47.4927 | -3.9862 | -3.915 | -1.967 | -1.7761 | -1.2093
Population related (toe/capita) | 0.55695 | 0.66853 | 0.65499 | 0.64958 | 0.67588 | 0.71754 | 0.75903 | 0.78482 | 0.78645 | 0.81216 | 0.813 | 1.6346 | 0.31456 | 1.167 | 0.35547 | 0.33258
CO2 EMISSIONS (in kt CO2) | 293.408 | 430.0473 | 552.044 | 449.074 | 444.2121 | 428.5104 | 412.9588 | 409.6479 | 410.3246 | 418.5328 | 415.5372 | 6.5247 | -2.1498 | -0.72689 | -0.063973 | 0.12631
Carbon intensity
Household income related (t CO2/MEuro'13) | 38.7653 | 37.2878 | 46.3788 | 30.9572 | 26.8838 | 23.3542 | 20.9506 | 19.5174 | 18.0668 | 17.3059 | 16.3072 | 1.8093 | -5.3072 | -2.4627 | -1.47 | -1.0195
Population related (t CO2 per capita) | 0.12319 | 0.19116 | 0.26034 | 0.22679 | 0.23216 | 0.23966 | 0.24783 | 0.25808 | 0.2649 | 0.27579 | 0.27915 | 7.7693 | -1.1389 | 0.65542 | 0.66827 | 0.52534
Fuel consumption related (t CO2 per toe) | 0.22119 | 0.28594 | 0.39747 | 0.34913 | 0.34349 | 0.334 | 0.32651 | 0.32883 | 0.33683 | 0.33958 | 0.34336 | 6.0361 | -1.4489 | -0.50569 | 0.31169 | 0.19211
SERVICES AND AGRICULTURE SECTOR
SECTORAL VALUE ADDED (in 000 MEuro'13) | 8.5162 | 12.7255 | 13.0236 | 15.7533 | 18.2048 | 20.1865 | 21.7265 | 23.2778 | 25.3419 | 27.1526 | 28.7367 | 4.3394 | 3.4059 | 1.7842 | 1.5512 | 1.2651
Services | 7.9229 | 11.9694 | 12.1743 | 14.7852 | 17.1303 | 19.0175 | 20.5144 | 22.056 | 24.1055 | 25.9065 | 27.4843 | 4.3893 | 3.4742 | 1.8191 | 1.6262 | 1.3204
Market services | 3.9903 | 6.2459 | 6.9371 | 8.4409 | 9.8858 | 11.0789 | 12.033 | 12.9942 | 14.2024 | 15.1801 | 16.0845 | 5.6859 | 3.6056 | 1.985 | 1.6714 | 1.2522
Non market services | 2.499 | 2.8868 | 2.5655 | 3.1191 | 3.5012 | 3.7268 | 3.8149 | 3.9 | 4.0539 | 4.1469 | 4.1623 | 0.26319 | 3.1581 | 0.8619 | 0.6094 | 0.26425
Trade | 1.6615 | 2.8976 | 2.6716 | 3.2253 | 3.7434 | 4.2119 | 4.6665 | 5.1619 | 5.8492 | 6.5795 | 7.2375 | 4.8643 | 3.4305 | 2.2287 | 2.2846 | 2.1526
Agriculture | 0.59332 | 0.75607 | 0.84933 | 0.96804 | 1.0745 | 1.169 | 1.212 | 1.2218 | 1.2364 | 1.2461 | 1.2524 | 3.6523 | 2.3791 | 1.2122 | 0.19962 | 0.1281
Final Energy Demand (in ktoe) | 602.1 | 748.8 | 756.1 | 743.9201 | 757.5069 | 759.2927 | 754.9457 | 743.3204 | 749.8605 | 757.9981 | 767.2164 | 2.3036 | 0.018592 | -0.033862 | -0.067564 | 0.22908
By sector
Services | 472.5 | 596.5 | 600.3 | 584.8141 | 585.4516 | 578.0631 | 574.5335 | 565.3271 | 573.6575 | 583.0342 | 593.6564 | 2.4228 | -0.25015 | -0.18807 | -0.015258 | 0.34327
Agriculture | 129.6 | 152.3 | 155.8 | 159.106 | 172.0553 | 181.2295 | 180.4122 | 177.9933 | 176.203 | 174.9639 | 173.56 | 1.8583 | 0.99737 | 0.47541 | -0.2358 | -0.15102
By end use
Heating and cooling | 437.9775 | 557.0435 | 562.5345 | 533.0376 | 519.8107 | 499.9389 | 482.7033 | 461.4762 | 442.496 | 430.5511 | 428.0045 | 2.5344 | -0.78677 | -0.73789 | -0.86594 | -0.33242
Electric appliances and lighting | 51.6375 | 64.6425 | 64.8165 | 78.4783 | 94.7732 | 109.4963 | 122.8271 | 135.4958 | 163.5594 | 186.2296 | 200.5932 | 2.2992 | 3.8724 | 2.6268 | 2.9054 | 2.062
Agriculture specific uses | 112.485 | 127.114 | 128.749 | 132.6435 | 142.923 | 149.8575 | 149.4152 | 146.3484 | 143.8051 | 141.2173 | 138.6187 | 1.3596 | 1.0499 | 0.44522 | -0.38197 | -0.36665
By fuel
Solids | 36.8 | 24.5 | 21.9 | 10.0323 | 4.5596 | 2.105 | 0.99106 | 0.47322 | 0.23321 | 0.11831 | 0.062662 | -5.0577 | -14.5231 | -14.1547 | -13.4705 | -12.3148
Oil | 128.9 | 149.2 | 144.3 | 146.7945 | 143.3639 | 146.8984 | 143.9117 | 142.0817 | 138.8678 | 135.4429 | 132.1036 | 1.135 | -0.065061 | 0.038147 | -0.35614 | -0.49811
Gas | 56.3 | 111.3 | 130.9 | 100.9424 | 102.559 | 112.8139 | 111.5456 | 110.606 | 107.6553 | 105.5921 | 107.4321 | 8.8036 | -2.4104 | 0.84349 | -0.35436 | -0.02075
Electricity | 146.4 | 198.5 | 220.2 | 244.8631 | 257.4906 | 267.6868 | 290.984 | 295.5552 | 320.023 | 338.598 | 353.3549 | 4.1664 | 1.5768 | 1.2304 | 0.95578 | 0.99573
Heat | 142.8 | 148.4 | 144.9 | 135.9667 | 146.05 | 141.2129 | 139.0427 | 130.2995 | 123.4903 | 123.3228 | 122.4983 | 0.14609 | 0.079083 | -0.49048 | -1.1792 | -0.080624
Other | 90.9 | 116.9 | 93.9 | 105.3211 | 103.4837 | 88.5758 | 68.4706 | 64.3047 | 59.5909 | 54.924 | 51.7647 | 0.32523 | 0.97657 | -4.046 | -1.3794 | -1.3981
Energy intensity
Value added related (toe/MEuro'13) | 70.7003 | 58.8427 | 58.0561 | 47.2232 | 41.6103 | 37.6138 | 34.7477 | 31.9325 | 29.5897 | 27.9162 | 26.6982 | -1.9511 | -3.2758 | -1.7862 | -1.594 | -1.023
Services | 59.6371 | 49.8354 | 49.3089 | 39.5539 | 34.1763 | 30.3964 | 28.0063 | 25.6314 | 23.7978 | 22.5053 | 21.5999 | -1.8838 | -3.5993 | -1.9713 | -1.6152 | -0.96439
Agriculture | 218.4332 | 201.4377 | 183.4388 | 164.3588 | 160.1325 | 155.0232 | 148.8505 | 145.678 | 142.5072 | 140.4101 | 138.5841 | -1.7308 | -1.3496 | -0.72793 | -0.43455 | -0.27876
Population related (toe/capita) | 0.2528 | 0.33284 | 0.35657 | 0.37569 | 0.3959 | 0.42466 | 0.45308 | 0.46829 | 0.48411 | 0.49948 | 0.51541 | 3.499 | 1.0519 | 1.3581 | 0.66465 | 0.62851
Services | 0.19839 | 0.26514 | 0.28309 | 0.29534 | 0.30598 | 0.3233 | 0.3448 | 0.35615 | 0.37035 | 0.38419 | 0.39881 | 3.6196 | 0.78041 | 1.2017 | 0.71734 | 0.74316
Agriculture | 0.054415 | 0.067697 | 0.073473 | 0.08035 | 0.089922 | 0.10136 | 0.10827 | 0.11214 | 0.11376 | 0.11529 | 0.1166 | 3.0484 | 2.0408 | 1.8745 | 0.49518 | 0.24689
CO2 EMISSIONS (in kt CO2) | 684.8239 | 824.5042 | 843.462 | 731.0004 | 701.957 | 726.7432 | 710.1281 | 700.0545 | 682.3139 | 666.4214 | 660.3089 | 2.1054 | -1.8197 | 0.1158 | -0.39876 | -0.32728
Services | 374.3437 | 454.3773 | 475.1032 | 356.6284 | 303.0771 | 302.7391 | 282.7735 | 274.4942 | 259.6746 | 246.4808 | 243.269 | 2.4122 | -4.3959 | -0.69101 | -0.84855 | -0.65049
Agriculture | 310.4802 | 370.1269 | 368.3588 | 374.3719 | 398.8799 | 424.0041 | 427.3546 | 425.5603 | 422.6393 | 419.9406 | 417.0399 | 1.7241 | 0.7992 | 0.69192 | -0.11089 | -0.13328
Carbon intensity
Value added related (t CO2/MEuro'13) | 80.4139 | 64.7917 | 64.7641 | 46.403 | 38.5589 | 36.0014 | 32.6849 | 30.0739 | 26.9243 | 24.5435 | 22.9779 | -2.1411 | -5.0535 | -1.6392 | -1.9202 | -1.5725
Services | 47.2482 | 37.9616 | 39.0252 | 24.1206 | 17.6924 | 15.919 | 13.7841 | 12.4453 | 10.7724 | 9.5142 | 8.8512 | -1.8939 | -7.6059 | -2.4653 | -2.4351 | -1.9452
Agriculture | 523.2962 | 489.5436 | 433.7054 | 386.7315 | 371.239 | 362.6918 | 352.5923 | 348.2984 | 341.8168 | 337.0062 | 332.9979 | -1.8603 | -1.5432 | -0.51401 | -0.30989 | -0.26105
Population related (t CO2 per capita) | 0.28753 | 0.36649 | 0.39776 | 0.36916 | 0.36687 | 0.40646 | 0.42618 | 0.44103 | 0.4405 | 0.43914 | 0.44359 | 3.2984 | -0.80532 | 1.5098 | 0.33103 | 0.06993
Services | 0.15717 | 0.20197 | 0.22405 | 0.1801 | 0.1584 | 0.16932 | 0.1697 | 0.17293 | 0.16764 | 0.16242 | 0.16343 | 3.6088 | -3.4082 | 0.69179 | -0.12206 | -0.25456
Agriculture | 0.13036 | 0.16452 | 0.17371 | 0.18906 | 0.20847 | 0.23714 | 0.25647 | 0.2681 | 0.27285 | 0.27672 | 0.28016 | 2.9127 | 1.8406 | 2.094 | 0.62101 | 0.2647
Fuel consumption related (t CO2 per toe) | 1.1374 | 1.1011 | 1.1155 | 0.98263 | 0.92667 | 0.95713 | 0.94063 | 0.94179 | 0.90992 | 0.87919 | 0.86066 | -0.19378 | -1.8379 | 0.14971 | -0.33142 | -0.55509
Services | 0.79226 | 0.76174 | 0.79144 | 0.60982 | 0.51768 | 0.52371 | 0.49218 | 0.48555 | 0.45266 | 0.42276 | 0.40978 | -0.010341 | -4.1561 | -0.50389 | -0.83342 | -0.99036
Agriculture | 2.3957 | 2.4302 | 2.3643 | 2.353 | 2.3183 | 2.3396 | 2.3688 | 2.3909 | 2.3986 | 2.4002 | 2.4029 | -0.13174 | -0.19621 | 0.21549 | 0.1252 | 0.017765
| 0 | 0 | 0 | 0 | 0 | 0 | 0 | 0 | 0 | 0 | 0 | 0 | 0 | 0 | 0 | 0
Source: PRIMES

## transport
Latvia:Reference scenario(REF2015f) | [15 empty] | TRANSPORT SECTOR
| 2000 | 2005 | 2010 | 2015 | 2020 | 2025 | 2030 | 2035 | 2040 | 2045 | 2050 | '00-'10 | '10-'20 | '20-'30 | '30-'40 | '40-'50
Annual % Change
Transport activity
Passenger transport activity (Gpkm) | 15.3989 | 17.3451 | 17.8986 | 18.2665 | 19.6853 | 20.9496 | 22.189 | 23.3089 | 24.8845 | 26.1014 | 27.0957 | 1.5156 | 0.95604 | 1.2044 | 1.1531 | 0.85493
Public road transport | 2.348 | 2.891 | 2.311 | 2.3946 | 2.4795 | 2.5491 | 2.6231 | 2.6949 | 2.7637 | 2.8012 | 2.8388 | -0.15871 | 0.7063 | 0.56442 | 0.52377 | 0.2682
Private cars(1) | 11.5 | 12.1115 | 12.3123 | 12.3697 | 13.27 | 13.8406 | 14.2547 | 14.5851 | 15.0743 | 15.33 | 15.4891 | 0.68488 | 0.75187 | 0.71833 | 0.56066 | 0.27182
Motorcycles | 0.26 | 0.33 | 0.43 | 0.44217 | 0.45403 | 0.46572 | 0.47769 | 0.49027 | 0.50271 | 0.51559 | 0.52856 | 5.1597 | 0.54516 | 0.50929 | 0.51186 | 0.50265
Rail | 0.9817 | 1.1667 | 0.872 | 0.88471 | 1.03 | 1.1897 | 1.3278 | 1.4313 | 1.5508 | 1.6546 | 1.742 | -1.178 | 1.6789 | 2.5728 | 1.5644 | 1.1693
Aviation(2) | 0.30925 | 0.84586 | 1.9733 | 2.1754 | 2.4518 | 2.9045 | 3.5057 | 4.1072 | 4.9929 | 5.8 | 6.4972 | 20.3618 | 2.1949 | 3.6404 | 3.5995 | 2.6686
Inland navigation | 0 | 0 | 0 | 0 | 0 | 0 | 0 | 0 | 0 | 0 | 0 | 0 | 0 | 0 | 0 | 0
Freight transport activity (Gtkm) | 15.4664 | 23.5845 | 21.0208 | 23.9959 | 26.0412 | 29.5591 | 32.3801 | 35.0603 | 38.407 | 39.9201 | 41.1875 | 3.116 | 2.1648 | 2.2026 | 1.7216 | 0.70141
Trucks(1) | 2.1564 | 3.7987 | 3.8072 | 4.1009 | 4.727 | 5.2196 | 5.6439 | 6.0477 | 6.4736 | 6.7583 | 7.0574 | 5.8496 | 2.1873 | 1.7887 | 1.381 | 0.86725
Rail | 13.31 | 19.779 | 17.179 | 19.8596 | 21.274 | 24.2954 | 26.6895 | 28.9635 | 31.8813 | 33.1074 | 34.0735 | 2.5846 | 2.161 | 2.2938 | 1.7934 | 0.66722
Inland navigation | 1.2e-06 | 0.00688 | 0.03451 | 0.035376 | 0.040218 | 0.044134 | 0.046727 | 0.049064 | 0.052043 | 0.05448 | 0.056531 | 179.175 | 1.5424 | 1.5115 | 1.0833 | 0.83065
Detailed Results
Activity indicators
Travel per person (km per capita) | 6465.4878 | 7709.8636 | 8440.7447 | 9224.7466 | 10288.2708 | 11716.9103 | 13316.5542 | 14684.5179 | 16065.2903 | 17199.5641 | 18202.5746 | 2.7018 | 1.9991 | 2.6136 | 1.8942 | 1.2569
Freight activity per unit of GDP (tkm/000 Euro'13) | 1173.1153 | 1205.9323 | 1114.9076 | 1045.5314 | 982.3916 | 1007.9772 | 1031.6878 | 1052.9927 | 1069.9823 | 1048.2756 | 1030.2784 | -0.50762 | -1.2574 | 0.49081 | 0.36513 | -0.37742
Final Energy Demand (in ktoe) | 745.7 | 1064.3 | 1200.3378 | 1158.225 | 1194.422 | 1226.5231 | 1214.934 | 1230.7775 | 1286.4546 | 1316.4628 | 1336.4006 | 4.8755 | -0.049394 | 0.17042 | 0.57364 | 0.38162
By transport mean
Road transport | 643.1 | 911.9263 | 1001.3364 | 932.8556 | 948.2628 | 951.8587 | 926.153 | 919.3652 | 935.6122 | 941.7777 | 945.8647 | 4.5274 | -0.54311 | -0.23564 | 0.10167 | 0.10904
Public road transport | 51.4489 | 66.916 | 68.3082 | 64.5731 | 66.3418 | 67.2585 | 68.8269 | 69.7331 | 70.4355 | 70.3159 | 70.268 | 2.875 | -0.29168 | 0.36842 | 0.2313 | -0.023805
Motorcycles | 5.482 | 7.1305 | 11.2705 | 11.4157 | 11.5041 | 11.5493 | 11.4535 | 11.4007 | 11.4846 | 11.5695 | 11.6297 | 7.4732 | 0.20543 | -0.04407 | 0.027056 | 0.12563
Private cars | 496.7945 | 595.3829 | 662.2209 | 602.0509 | 578.4958 | 556.1201 | 522.1921 | 498.8144 | 493.9839 | 489.458 | 485.829 | 2.9159 | -1.3426 | -1.0187 | -0.55379 | -0.16632
Trucks | 89.3746 | 242.4969 | 259.5367 | 254.8159 | 291.921 | 316.9308 | 323.6804 | 339.4169 | 359.7082 | 370.4344 | 378.138 | 11.2496 | 1.1828 | 1.0381 | 1.061 | 0.50091
Rail | 75.8 | 93.5 | 76.2014 | 86.7019 | 91.1129 | 101.0721 | 108.3147 | 114.6734 | 122.797 | 123.2204 | 121.7984 | 0.052825 | 1.8033 | 1.7445 | 1.2628 | -0.08162
Aviation | 26.8 | 58.8 | 117.7 | 132.1838 | 147.8306 | 165.8287 | 172.384 | 188.3814 | 219.3057 | 242.4371 | 259.485 | 15.9482 | 2.3055 | 1.5484 | 2.4366 | 1.6966
Inland navigation | 0 | 0.073714 | 5.1 | 6.4837 | 7.2157 | 7.7635 | 8.0823 | 8.3575 | 8.7397 | 9.0277 | 9.2525 | 0 | 3.531 | 1.1406 | 0.78509 | 0.57184
By transport activity
Passenger transport | 582.4939 | 729.4864 | 860.5102 | 811.1939 | 805.2088 | 801.899 | 776.0843 | 769.6123 | 796.5646 | 815.1965 | 828.6761 | 3.9792 | -0.66204 | -0.36773 | 0.26081 | 0.39599
Freight transport | 163.2061 | 334.8136 | 339.8276 | 347.0311 | 389.2131 | 424.6242 | 438.8497 | 461.1651 | 489.89 | 501.2663 | 507.7246 | 7.6099 | 1.3661 | 1.2075 | 1.1063 | 0.35822
By fuel
Solids | 0 | 0 | 0 | 0 | 0 | 0 | 0 | 0 | 0 | 0 | 0 | 0 | 0 | 0 | 0 | 0
Oil | 734.3 | 1052.4 | 1190.4066 | 1145.2609 | 1173.4156 | 1193.4062 | 1167.6238 | 1167.8773 | 1206.8953 | 1225.1188 | 1233.6014 | 4.9499 | -0.14366 | -0.049469 | 0.33135 | 0.21911
Liquified petroleum gas | 20.7 | 26.1 | 23.9 | 30.5902 | 28.6104 | 29.4793 | 33.0457 | 34.3074 | 36.3597 | 36.0517 | 35.0813 | 1.4478 | 1.8152 | 1.4517 | 0.96027 | -0.35727
Gasoline | 346.8 | 351.8 | 302.4 | 221.8243 | 174.4325 | 148.9757 | 128.0476 | 120.3411 | 122.3391 | 124.0913 | 126.3089 | -1.3606 | -5.3535 | -3.0441 | -0.45501 | 0.31984
of which biofuels | 0 | 0 | 8.1393 | 7.2053 | 13.3899 | 8.588 | 6.7715 | 6.4245 | 6.529 | 6.5312 | 6.64 | 0 | 5.1039 | -6.5906 | -0.36393 | 0.16858
Diesel oil | 340 | 615.7 | 746.4066 | 760.6582 | 822.5319 | 849.1072 | 834.1271 | 824.8244 | 828.8641 | 822.509 | 812.6942 | 8.1807 | 0.9759 | 0.14008 | -0.063275 | -0.19682
of which biofuels | 0 | 2.7 | 18.7058 | 29.9137 | 75.3164 | 67.927 | 64.3767 | 64.2198 | 64.4526 | 63.03 | 62.161 | 0 | 14.9454 | -1.5572 | 0.011783 | -0.36138
Kerosene | 26.8 | 58.8 | 117.7 | 132.1838 | 147.8306 | 165.8287 | 172.384 | 188.3814 | 219.3057 | 242.4371 | 259.485 | 15.9482 | 2.3055 | 1.5484 | 2.4366 | 1.6966
of which biofuels | 0 | 0 | 0 | 0 | 0 | 0 | 0 | 0.45311 | 1.2098 | 3.8261 | 4.8119 | 0 | 0 | 0 | 0 | 14.8048
Residual fuel oil | 0 | 0 | 0 | 0.0043268 | 0.010214 | 0.015259 | 0.019364 | 0.023008 | 0.026682 | 0.029697 | 0.032011 | 0 | 0 | 6.6049 | 3.2577 | 1.8376
of which of biomass origin | 0 | 0 | 0 | 0 | 0.00093529 | 0.0012206 | 0.0014942 | 0.001791 | 0.0020741 | 0.002275 | 0.0024475 | 0 | 0 | 4.7967 | 3.3337 | 1.6691
Other liquids | 0 | 0 | 0 | 0 | 0 | 0 | 0 | 0 | 0 | 0 | 0 | 0 | 0 | 0 | 0 | 0
Gas | 1.6 | 1.6 | 0.57614 | 0.41867 | 0.64311 | 2.4409 | 4.036 | 6.5914 | 8.8706 | 10.2115 | 10.8133 | -9.7098 | 1.1058 | 20.1618 | 8.1933 | 2
of which biogas | 0 | 0 | 7.7581e-07 | 0.00069397 | 0.025846 | 0.073753 | 0.14201 | 0.22177 | 0.31903 | 0.39382 | 0.45897 | 0 | 183.3112 | 18.5745 | 8.4308 | 3.7038
Methanol & ethanol | 0 | 0 | 0.15502 | 0.40113 | 0.32776 | 0.55342 | 1.3718 | 2.084 | 2.5411 | 2.5901 | 2.5755 | 0 | 7.7751 | 15.3915 | 6.3584 | 0.13482
Liquified hydrogen | 0 | 0 | 0 | 0.00086948 | 0.0052467 | 0.035616 | 0.37005 | 0.92246 | 2.1258 | 3.0497 | 4.1295 | 0 | 0 | 53.0515 | 19.1041 | 6.8653
Electricity | 9.8 | 10.3 | 9.2 | 12.1435 | 20.0302 | 30.087 | 41.5323 | 53.3022 | 66.0217 | 75.4927 | 85.2809 | -0.6298 | 8.0911 | 7.5648 | 4.7442 | 2.5927
Electricity in road transport (%) | 0 | 0 | 0 | 0.0055234 | 0.12942 | 0.24385 | 0.69136 | 1.1944 | 1.5038 | 1.6803 | 1.8021 | 0 | 0 | 18.2416 | 8.0808 | 1.8263
Biofuels in total fuels (excl.hydrogen and electricity) (%) | 0 | 0.25617 | 2.2667 | 3.2738 | 7.5836 | 6.448 | 6.1945 | 6.239 | 6.1605 | 6.1695 | 6.1468 | 0 | 12.8359 | -2.0029 | -0.055058 | -0.02227
Vehicles efficiency
Passenger transport activity (toe/Mpkm) | 37.3592 | 40.8165 | 44.1555 | 40.5215 | 37.003 | 34.1606 | 30.6996 | 28.5499 | 27.1617 | 26.0474 | 25.1472 | 1.6854 | -1.7517 | -1.8502 | -1.2169 | -0.76769
Road transport | 39.249 | 43.6608 | 49.2781 | 44.5891 | 40.506 | 37.669 | 34.7138 | 32.6358 | 31.4002 | 30.6402 | 30.1078 | 2.3016 | -1.9412 | -1.5313 | -0.99822 | -0.41941
Public road transport | 21.9118 | 23.1463 | 29.5579 | 26.9665 | 26.756 | 26.3848 | 26.2391 | 25.8758 | 25.4856 | 25.1018 | 24.753 | 3.0385 | -0.99097 | -0.19491 | -0.29094 | -0.29122
Private cars | 43.1995 | 49.1585 | 53.7851 | 48.6716 | 43.5942 | 40.1804 | 36.6331 | 34.2003 | 32.7699 | 31.928 | 31.3658 | 2.2159 | -2.0788 | -1.7247 | -1.1082 | -0.43696
Motorcycles | 21.0846 | 21.6075 | 26.2103 | 25.8177 | 25.3381 | 24.7987 | 23.9771 | 23.2539 | 22.8454 | 22.4395 | 22.0027 | 2.2 | -0.33789 | -0.55055 | -0.48233 | -0.37514
Rail | 2.0052 | 1.0774 | 1.1589 | 1.0968 | 1.0063 | 0.96021 | 0.92464 | 0.89612 | 0.8737 | 0.85586 | 0.84058 | -5.3348 | -1.4023 | -0.84278 | -0.5651 | -0.38563
Aviation(3) | 53.3845 | 42.8216 | 33.0357 | 33.6537 | 32.6547 | 30.5436 | 26.1319 | 24.2914 | 23.2436 | 22.0494 | 21.0031 | -4.686 | -0.11592 | -2.2037 | -1.1644 | -1.0085
Inland navigation | 0 | 0 | 0 | 0 | 0 | 0 | 0 | 0 | 0 | 0 | 0 | 0 | 0 | 0 | 0 | 0
Freight transport activity (toe/Mtkm) | 10.5523 | 14.1963 | 16.1663 | 14.4621 | 14.9461 | 14.3653 | 13.5531 | 13.1535 | 12.7552 | 12.5567 | 12.3271 | 4.3581 | -0.78172 | -0.9736 | -0.60486 | -0.3408
Trucks | 41.4471 | 63.8375 | 68.1692 | 62.1364 | 61.7566 | 60.7196 | 57.3506 | 56.123 | 55.5654 | 54.8117 | 53.58 | 5.1016 | -0.98305 | -0.73744 | -0.31573 | -0.36319
Rail | 5.5471 | 4.6637 | 4.3769 | 4.3169 | 4.2341 | 4.1131 | 4.0123 | 3.915 | 3.8092 | 3.6791 | 3.5316 | -2.3414 | -0.33112 | -0.53659 | -0.51819 | -0.7538
Inland navigation | 0 | 10.7142 | 147.7839 | 183.2817 | 179.4155 | 175.9071 | 172.9666 | 170.3398 | 167.9313 | 165.7072 | 163.6703 | 0 | 1.9585 | -0.36539 | -0.295 | -0.25668
Energy intensity
Income related (toe/MEuro'13) | 56.561 | 54.4201 | 63.664 | 50.4654 | 45.0591 | 41.8249 | 38.7099 | 36.9649 | 35.8394 | 34.5694 | 33.4292 | 1.19 | -3.3974 | -1.5073 | -0.76752 | -0.69378
Passenger transport (household income related) | 76.9595 | 63.2511 | 72.2939 | 55.9202 | 48.7314 | 43.7043 | 39.373 | 36.6676 | 35.0732 | 33.7075 | 32.5202 | -0.62345 | -3.8674 | -2.1099 | -1.1498 | -0.75291
Freight transport (GDP related) | 12.3791 | 17.1198 | 18.0239 | 15.1206 | 14.6829 | 14.4798 | 13.9825 | 13.8505 | 13.6479 | 13.1629 | 12.7004 | 3.8284 | -2.0293 | -0.48756 | -0.24195 | -0.71693
Population related (toe/capita) | 0.31309 | 0.47308 | 0.56606 | 0.58491 | 0.62425 | 0.68598 | 0.72913 | 0.77539 | 0.83053 | 0.86748 | 0.89778 | 6.1009 | 0.98324 | 1.5652 | 1.3106 | 0.78166
Passenger transport | 0.24457 | 0.32426 | 0.4058 | 0.40966 | 0.42083 | 0.44849 | 0.46576 | 0.48485 | 0.51426 | 0.53717 | 0.5567 | 5.1941 | 0.36427 | 1.0196 | 0.99543 | 0.79609
Freight transport | 0.068525 | 0.14882 | 0.16026 | 0.17525 | 0.20342 | 0.23749 | 0.26337 | 0.29053 | 0.31627 | 0.33031 | 0.34108 | 8.8673 | 2.4134 | 2.6168 | 1.8471 | 0.75817
CO2 EMISSIONS (in kt CO2) | 2192.7502 | 3167.7815 | 3525.3587 | 3364.9846 | 3303.0578 | 3409.064 | 3351.3487 | 3357.8815 | 3476.5952 | 3530.2454 | 3555.6248 | 4.8628 | -0.64922 | 0.14525 | 0.36758 | 0.22503
Road transport | 1907.7077 | 2733.0276 | 2948.1628 | 2726.2682 | 2634.8448 | 2679.4955 | 2600.8019 | 2562.375 | 2593.5929 | 2605.3335 | 2610.3337 | 4.4489 | -1.1173 | -0.12996 | -0.027753 | 0.06436
Rail | 204.4798 | 257.7685 | 207.5806 | 222.0644 | 203.5153 | 208.9468 | 209.2402 | 206.7035 | 202.4191 | 181.8042 | 153.2522 | 0.15062 | -0.19759 | 0.2778 | -0.33088 | -2.7442
Aviation | 80.5627 | 176.757 | 353.8145 | 397.3538 | 444.3892 | 498.4929 | 518.1986 | 564.9258 | 655.6116 | 717.2816 | 765.5655 | 15.9482 | 2.3055 | 1.5484 | 2.38 | 1.5625
Inland navigation | 0 | 0.22838 | 15.8007 | 19.2982 | 20.3085 | 22.1288 | 23.1079 | 23.8772 | 24.9717 | 25.8261 | 26.4734 | 0 | 2.5416 | 1.2997 | 0.77871 | 0.58569
Carbon intensity (in t CO2/toe) | 2.9405 | 2.9764 | 2.937 | 2.9053 | 2.7654 | 2.7795 | 2.7585 | 2.7283 | 2.7025 | 2.6816 | 2.6606 | -0.012092 | -0.60012 | -0.025129 | -0.20489 | -0.156
Road transport | 2.9664 | 2.997 | 2.9442 | 2.9225 | 2.7786 | 2.815 | 2.8082 | 2.7871 | 2.7721 | 2.7664 | 2.7597 | -0.075078 | -0.57732 | 0.10593 | -0.12929 | -0.044635
Rail | 2.6976 | 2.7569 | 2.7241 | 2.5612 | 2.2337 | 2.0673 | 1.9318 | 1.8025 | 1.6484 | 1.4754 | 1.2582 | 0.097742 | -1.9654 | -1.4415 | -1.5738 | -2.6648
Aviation | 3.0061 | 3.0061 | 3.0061 | 3.0061 | 3.0061 | 3.0061 | 3.0061 | 2.9988 | 2.9895 | 2.9586 | 2.9503 | -1.4529e-08 | 0 | 0 | -0.055303 | -0.13178
Inland navigation | 0 | 3.0982 | 3.0982 | 2.9764 | 2.8145 | 2.8504 | 2.8591 | 2.857 | 2.8573 | 2.8608 | 2.8612 | 0 | -0.95568 | 0.15735 | -0.0063289 | 0.013772
Final Energy Demand in other sectors classified in transport (in ktoe)(4),(5) | 3.3 | 2.4 | 1.6 | 3.3852 | 3.2017 | 3.583 | 3.4031 | 3.3285 | 3.2672 | 3.3515 | 3.2222 | -6.9834 | 7.1831 | 0.61184 | -0.40659 | -0.13862
Oil | 0 | 5.2514e-14 | 6.5725e-14 | 2.2737e-13 | 4.5475e-13 | 0 | 4.5475e-13 | 0 | 0 | 0 | 0 | 0 | 21.34 | 0 | -100 | 0
Gas | 0 | 0 | 0 | 1.3312 | 1.4105 | 1.7989 | 1.5735 | 1.4959 | 1.3722 | 1.3841 | 1.248 | 0 | 0 | 1.0994 | -1.3597 | -0.94411
Electricity | 3.3 | 2.4 | 1.6 | 2.054 | 1.7912 | 1.7841 | 1.8296 | 1.8326 | 1.895 | 1.9674 | 1.9742 | -6.9834 | 1.1351 | 0.21231 | 0.35215 | 0.41015
CO2 EMISSIONS in other sectors classified in transport (in kt CO2)(4),(5) | 0 | 1.627e-13 | 2.0363e-13 | 3.1266 | 3.313 | 4.2252 | 3.6958 | 3.5134 | 3.223 | 3.2509 | 2.9313 | 0 | 1994.7792 | 1.0994 | -1.3597 | -0.94411
(1) Including light commercial vehicles.
(2) Domestic and international intra-EU aviation activity.
(3) Calculated based on aviation activity covering domestic, international intra-EU and international extra-EU to ensure higher consistency with bunker fuels.
(4) As in EUROSTAT balances , fuel consumption of airport utility vehicles, port cranes and pipeline transport are classified in final demand of transport.
(5) Fuel consumption other than electricity of airport utility vehicles, port cranes are classified in PRIMES model in final demand of road transport.
Source: PRIMES

## transport_detail
Latvia:Reference scenario(REF2015f) | [15 empty] | TRANSPORT SECTOR
| 2005 | 2010 | 2015 | 2020 | 2025 | 2030 | 2035 | 2040 | 2045 | 2050 | '95-'00 | '00-'10 | '10-'20 | '20-'30 | '30-'40 | '40-'50
Annual % Change
Transport activity - details
Passenger rail (Gpkm) | 1.1667 | 0.872 | 0.88471 | 1.03 | 1.1897 | 1.3278 | 1.4313 | 1.5508 | 1.6546 | 1.742 | 0 | 0 | 1.6789 | 2.5728 | 1.5644 | 1.1693
Conventional rail | 0.894 | 0.749 | 0.75987 | 0.90167 | 0.99936 | 1.1142 | 1.2026 | 1.2979 | 1.3878 | 1.459 | 0 | 0 | 1.8724 | 2.1386 | 1.5383 | 1.1771
High speed rail | 0 | 0 | 0 | 0 | 0.057094 | 0.076189 | 0.08898 | 0.10908 | 0.11939 | 0.13204 | 0 | 0 | 0 | 0 | 3.6542 | 1.9285
Tram and metro | 0.2727 | 0.123 | 0.12484 | 0.1283 | 0.13321 | 0.1375 | 0.13981 | 0.14382 | 0.14735 | 0.15093 | 0 | 0 | 0.42243 | 0.69488 | 0.45107 | 0.48313
International extra-EU aviation | 0.52728 | 1.5895 | 1.7523 | 2.0753 | 2.5247 | 3.091 | 3.6478 | 4.4422 | 5.1952 | 5.8574 | 0 | 0 | 2.7025 | 4.0644 | 3.6932 | 2.8041
Road freight (Gtkm) | 3.7987 | 3.8072 | 4.1009 | 4.727 | 5.2196 | 5.6439 | 6.0477 | 6.4736 | 6.7583 | 7.0574 | 0 | 0 | 2.1873 | 1.7887 | 1.381 | 0.86725
of which international road freight transit | 0.4408 | 0.47972 | 0.64526 | 0.71495 | 0.75584 | 0.78972 | 0.82558 | 0.86386 | 0.90462 | 0.94621 | 0 | 0 | 4.0707 | 0.99961 | 0.90145 | 0.91459
Maritime freight (Gtkm) | 171.8933 | 151.9008 | 212.517 | 234.23 | 254.1331 | 270.631 | 284.8603 | 307.1483 | 325.8711 | 339.3468 | 0 | 0 | 4.4259 | 1.455 | 1.2738 | 1.0019
Inland navigation | 0.00688 | 0.03451 | 0.035376 | 0.040218 | 0.044134 | 0.046727 | 0.049064 | 0.052043 | 0.05448 | 0.056531 | 0 | 0 | 1.5424 | 1.5115 | 1.0833 | 0.83065
International maritime (bunkers) | 171.8864 | 151.8663 | 212.4816 | 234.1898 | 254.0889 | 270.5843 | 284.8113 | 307.0963 | 325.8167 | 339.2903 | 0 | 0 | 4.4265 | 1.455 | 1.2738 | 1.0019
Marine bunkers
Bunker fuels (ktoe) | 257.5 | 248.7 | 343.2335 | 360.1092 | 369.1177 | 377.4634 | 393.3378 | 424.1062 | 449.9574 | 468.5657 | 0 | 0 | 3.771 | 0.47177 | 1.1719 | 1.0019
CO2 emissions (kt CO2) | 820.7436 | 795.2066 | 1093.5236 | 1140.3494 | 1164.0939 | 1187.2822 | 1228.7705 | 1317.9559 | 1391.6086 | 1446.0856 | 0 | 0 | 3.6706 | 0.40414 | 1.0496 | 0.9321
| 0 | 0 | 0 | 0 | 0 | 0 | 0 | 0 | 0 | 0 | 0 | 0 | 0 | 0 | 0 | 0
Total stock per category and per fuel (in thousand vehicles) | 866.204 | 733.6605 | 747.9655 | 798.5862 | 848.9895 | 907.7866 | 925.1577 | 938.0325 | 931.4675 | 920.7517 | 0 | 0 | 0.85157 | 1.2899 | 0.32829 | -0.18577
Light duty vehicles (passenger cars, vans) | 802.3581 | 685.6088 | 696.5036 | 737.3891 | 780.746 | 835.7119 | 848.6345 | 856.2547 | 846.5903 | 831.2885 | 0 | 0 | 0.73074 | 1.2595 | 0.24313 | -0.29547
Diesel Conventional | 235.0535 | 250.5326 | 326.1831 | 422.5457 | 473.398 | 504.9386 | 489.2191 | 461.3647 | 436.8904 | 415.0299 | 0 | 0 | 5.3661 | 1.7974 | -0.89842 | -1.0528
Diesel Hybrid | 0 | 0.026884 | 0.22218 | 6.2508 | 18.3661 | 30.3644 | 41.6211 | 49.3676 | 52.3147 | 55.1134 | 0 | 0 | 72.4427 | 17.1231 | 4.9803 | 1.1071
Diesel plug-in hybrid | 0 | 0 | 0.09834 | 3.6144 | 6.9841 | 17.6851 | 30.6159 | 39.305 | 43.5701 | 43.3952 | 0 | 0 | 0 | 17.2081 | 8.3139 | 0.99489
Gasoline Conventional | 532.2206 | 405.463 | 333.0764 | 250.6615 | 192.9345 | 146.6611 | 108.9855 | 97.6561 | 93.2606 | 93.1078 | 0 | 0 | -4.6954 | -5.2187 | -3.9851 | -0.4758
Gasoline Hybrid | 0.46409 | 0.43402 | 1.1507 | 19.0153 | 49.2409 | 80.9319 | 110.3934 | 126.2193 | 129.6107 | 128.7802 | 0 | 0 | 45.9348 | 15.5851 | 4.5444 | 0.20106
Gasoline plug-in hybrid | 0 | 0 | 0.04096 | 0.97653 | 1.7741 | 4.0208 | 6.5415 | 8.5934 | 10.0036 | 10.4621 | 0 | 0 | 0 | 15.2028 | 7.891 | 1.9871
LPG | 30.2935 | 25.81 | 32.5899 | 30.6219 | 32.4065 | 38.2074 | 39.7638 | 43.0641 | 43.8111 | 42.9945 | 0 | 0 | 1.7242 | 2.2378 | 1.2038 | -0.016178
CNG | 4.3264 | 3.148 | 2.7154 | 2.2077 | 2.6292 | 3.8723 | 4.68 | 5.203 | 5.3972 | 5.4031 | 0 | 0 | -3.4861 | 5.78 | 2.998 | 0.37815
Electric | 0 | 0 | 0.052929 | 0.96254 | 2.2319 | 7.0257 | 12.9722 | 18.6024 | 22.502 | 25.2693 | 0 | 0 | 0 | 21.9908 | 10.227 | 3.1104
Other | 0 | 0.19429 | 0.37358 | 0.53283 | 0.78069 | 2.0046 | 3.8421 | 6.879 | 9.23 | 11.7329 | 0 | 0 | 10.6146 | 14.1682 | 13.1225 | 5.4844
Heavy duty vehicles (heavy goods vehicles, buses and coaches) | 63.8459 | 48.0518 | 51.4619 | 61.197 | 68.2435 | 72.0747 | 76.5231 | 81.7779 | 84.8772 | 89.4631 | 0 | 0 | 2.4477 | 1.6495 | 1.271 | 0.90225
Diesel Conventional | 63.6847 | 47.9464 | 51.3794 | 60.7624 | 65.964 | 67.9056 | 69.769 | 71.4847 | 71.7827 | 74.2544 | 0 | 0 | 2.3972 | 1.1177 | 0.51498 | 0.38086
Diesel Hybrid | 0 | 0.0017831 | 0.01679 | 0.34764 | 1.9165 | 3.5151 | 5.3783 | 8.0145 | 10.2112 | 11.9622 | 0 | 0 | 69.4317 | 26.0321 | 8.5911 | 4.0863
LPG | 0.16114 | 0.10359 | 0.065578 | 0.039317 | 0.0043894 | 0.0080729 | 0.017375 | 0.034731 | 0.056401 | 0.071217 | 0 | 0 | -9.2329 | -14.6419 | 15.7095 | 7.4452
LNG | 0 | 0 | 0.00011519 | 0.047637 | 0.35562 | 0.62682 | 1.3207 | 2.1882 | 2.7586 | 3.1025 | 0 | 0 | 0 | 29.3956 | 13.3168 | 3.5531
Electric | 0 | 0 | 3.6285e-07 | 5.7186e-05 | 0.0029454 | 0.01909 | 0.037665 | 0.055273 | 0.067458 | 0.071601 | 0 | 0 | 0 | 78.7934 | 11.2169 | 2.6222
Other | 0 | 0 | 2.0004e-07 | 4.3695e-06 | 4.3806e-05 | 0.00010141 | 0.00019993 | 0.00043299 | 0.00083025 | 0.0011757 | 0 | 0 | 0 | 36.9514 | 15.6213 | 10.5052
Passenger car specific CO2 emissions (gCO2/km) | 215.8359 | 219.6893 | 197.1581 | 167.5599 | 156.2866 | 140.7609 | 129.2701 | 122.5171 | 118.8671 | 116.2286 | 0 | 0 | -2.6724 | -1.7277 | -1.3785 | -0.52553
Source: PRIMES

## power generation
Latvia:Reference scenario(REF2015f) | [15 empty] | POWER GENERATION SECTOR (1,2)
| 2000 | 2005 | 2010 | 2015 | 2020 | 2025 | 2030 | 2035 | 2040 | 2045 | 2050 | '00-'10 | '10-'20 | '20-'30 | '30-'40 | '40-'50
Annual % Change
Electricity consumption (in GWh) | 5920.9302 | 7052.3256 | 7497.6744 | 7548.846 | 8293.7948 | 8935.3833 | 9517.531 | 9937.7864 | 10297.6722 | 10543.1222 | 10935.0061 | 2.3891 | 1.0143 | 1.3858 | 0.79094 | 0.60232
Final energy demand | 4474.4186 | 5727.907 | 6212.7907 | 6605.1128 | 7170.1267 | 7616.5943 | 8137.5812 | 8447.9673 | 9034.9853 | 9520.1703 | 9895.6328 | 3.3368 | 1.4434 | 1.2737 | 1.0516 | 0.91404
Industry (incl.electricity for process CCS) | 1431.3953 | 1700 | 1589.5349 | 1813.4905 | 2031.5882 | 2197.2332 | 2294.1958 | 2342.3927 | 2365.5026 | 2397.6829 | 2408.9579 | 1.0534 | 2.4841 | 1.2231 | 0.30655 | 0.1822
Households | 1188.3721 | 1572.093 | 1937.2093 | 1779.2904 | 1890.7242 | 1936.13 | 1955.6421 | 2027.7826 | 2158.5552 | 2284.6037 | 2363.3025 | 5.008 | -0.24259 | 0.33816 | 0.99209 | 0.91033
Tertiary | 1702.3256 | 2308.1395 | 2560.4651 | 2847.2451 | 2994.0771 | 3112.637 | 3383.5353 | 3436.6889 | 3721.1977 | 3937.1858 | 4108.7782 | 4.1664 | 1.5768 | 1.2304 | 0.95578 | 0.99573
Transport | 152.3256 | 147.6744 | 125.5814 | 165.0868 | 253.7372 | 370.5941 | 504.208 | 641.1031 | 789.7298 | 900.6978 | 1014.5942 | -1.9121 | 7.2867 | 7.1082 | 4.5892 | 2.5372
Energy branch | 452.3256 | 488.3721 | 560.4651 | 391.4224 | 545.5903 | 727.0071 | 766.8954 | 872.9855 | 621.3111 | 369.8488 | 380.1706 | 2.1668 | -0.26863 | 3.4634 | -2.0832 | -4.7934
Own consumption & pumping | 445.3488 | 488.3721 | 558.1395 | 385.5708 | 418.4214 | 466.1873 | 424.4965 | 523.3248 | 349.6733 | 282.657 | 281.6653 | 2.2832 | -2.8401 | 0.14425 | -1.9204 | -2.1396
Refineries & other uses | 6.9767 | 0 | 2.3256 | 5.8516 | 127.1689 | 260.8199 | 342.3989 | 349.6606 | 271.6379 | 87.1918 | 98.5053 | -10.4042 | 49.2055 | 10.4117 | -2.2885 | -9.6461
Transmission and distribution losses | 991.8605 | 836.0465 | 724.4186 | 552.3107 | 578.0778 | 591.7818 | 613.0544 | 616.8336 | 641.3758 | 653.1032 | 659.2027 | -3.0933 | -2.2313 | 0.58918 | 0.45264 | 0.27453
Electricity supply (in GWh) | 5920.9302 | 7052.3256 | 7497.6744 | 7548.846 | 8293.7948 | 8935.3833 | 9517.531 | 9937.7864 | 10297.6722 | 10543.1222 | 10935.0061 | 2.3891 | 1.0143 | 1.3858 | 0.79094 | 0.60232
Net imports | 1786.0465 | 2147.6744 | 872.093 | 1961.9326 | 1668.055 | 881.5893 | 1978.3098 | 1931.8399 | 2247.8929 | 1850.6257 | 1316.4802 | -6.9177 | 6.7001 | 1.7205 | 1.2857 | -5.2097
Nuclear power plants production | 0 | 0 | 0 | 0 | 0 | 0 | 0 | 0 | 0 | 0 | 0 | 0 | 0 | 0 | 0 | 0
Generation from hydro, wind, solar, tidal etc. | 2822.093 | 3372.093 | 3568.6047 | 2974.7121 | 3794.9565 | 3807.5703 | 3814.1705 | 3819.6471 | 3865.9204 | 3891.2004 | 5192.0156 | 2.3747 | 0.61688 | 0.050515 | 0.13486 | 2.9931
Thermal power plants production (incl. biomass/waste) | 1312.7907 | 1532.5581 | 3056.9767 | 2612.2013 | 2830.7833 | 4246.2237 | 3725.0507 | 4186.2994 | 4183.8589 | 4801.2962 | 4426.5103 | 8.8202 | -0.76578 | 2.7833 | 1.1683 | 0.56537
of which in CHP power plants | 1357.4143 | 1571.4681 | 3112.6555 | 2154.9363 | 2191.4709 | 3651.7547 | 3151.1081 | 3615.1757 | 3736.059 | 4361.2707 | 4083.2115 | 8.653 | -3.4482 | 3.6986 | 1.7174 | 0.89248
Distributed Steam/Heat consumption (in GWh) | 8608.1395 | 8411.6279 | 7808.1395 | 6928.7152 | 7502.6865 | 7465.7811 | 7362.1366 | 7220.2174 | 7128.6735 | 7302.3295 | 7195.2865 | -0.97067 | -0.39826 | -0.18893 | -0.32173 | 0.093053
Final energy demand | 6956.9767 | 7013.9535 | 6684.8837 | 6097.6444 | 6677.5832 | 6719.445 | 6697.1853 | 6637.5432 | 6623.7018 | 6854.8416 | 6823.4982 | -0.39817 | -0.010926 | 0.029316 | -0.11027 | 0.29762
Industry | 183.7209 | 189.5349 | 105.814 | 174.3886 | 208.761 | 235.1266 | 233.1641 | 227.579 | 250.9089 | 251.4712 | 248.5526 | -5.3679 | 7.0313 | 1.1117 | 0.73617 | -0.094312
Households | 5112.7907 | 5098.8372 | 4894.186 | 4342.2481 | 4770.5665 | 4842.3082 | 4847.2461 | 4894.8532 | 4936.8587 | 5169.3845 | 5150.5467 | -0.43602 | -0.2555 | 0.15958 | 0.18335 | 0.42464
Tertiary | 1660.4651 | 1725.5814 | 1684.8837 | 1581.0078 | 1698.2557 | 1642.0102 | 1616.7751 | 1515.111 | 1435.9341 | 1433.9858 | 1424.399 | 0.14609 | 0.079083 | -0.49048 | -1.1792 | -0.080624
Energy branch | 0 | 0 | 0 | 0 | 0 | 0 | 0 | 0 | 0 | 0 | 0 | 0 | 0 | 0 | 0 | 0
Transmission and distribution losses | 1651.1628 | 1397.6744 | 1123.2558 | 831.0708 | 825.1033 | 746.3361 | 664.9513 | 582.6741 | 504.9717 | 447.4879 | 371.7883 | -3.7792 | -3.0377 | -2.1348 | -2.7146 | -3.0154
Distributed Steam/Heat supply (in GWh) | 8609.3023 | 8412.7907 | 7808.1395 | 6929.0626 | 7502.6865 | 7465.7811 | 7362.1366 | 7220.2174 | 7128.6735 | 7302.3295 | 7195.2865 | -0.97201 | -0.39826 | -0.18893 | -0.32173 | 0.093053
CHP power plants production (A) | 3101.1628 | 3839.5349 | 4519.7674 | 4210.9586 | 4480.5819 | 4383.6824 | 4238.2487 | 4072.5531 | 3950.7154 | 3960.1519 | 3819.5008 | 3.8387 | -0.087038 | -0.55449 | -0.70007 | -0.3372
District Heating units production | 5508.1395 | 4573.2558 | 3288.3721 | 2718.1039 | 3022.1046 | 3082.0987 | 3123.8879 | 3147.6643 | 3177.9581 | 3342.1776 | 3375.7856 | -5.0276 | -0.84084 | 0.3318 | 0.17175 | 0.60572
Gross Electricity generation by fuel type (in GWh) | 4136 | 4906 | 6627 | 5586.9134 | 6625.7398 | 8053.794 | 7539.2212 | 8005.9465 | 8049.7793 | 8692.4965 | 9618.5259 | 4.8271 | -0.0019018 | 1.2999 | 0.65741 | 1.7964
Nuclear energy | 0 | 0 | 0 | 0 | 0 | 0 | 0 | 0 | 0 | 0 | 0 | 0 | 0 | 0 | 0 | 0
Renewables | 2823 | 3414 | 3635 | 3485.8449 | 4458.2712 | 4603.1774 | 4625.3839 | 4628.3327 | 4902.8507 | 5297.859 | 6732.7441 | 2.5603 | 2.0625 | 0.36866 | 0.58427 | 3.2225
Hydro | 2819 | 3326 | 3520 | 2878.2955 | 3159.7958 | 3159.7958 | 3159.7958 | 3159.7958 | 3204.9951 | 3221.3891 | 3329.8412 | 2.2456 | -1.0737 | 0 | 0.14213 | 0.38287
Wind | 4 | 47 | 49 | 95.427 | 633.5951 | 646.2089 | 652.8091 | 658.2857 | 659.3204 | 668.1929 | 1860.556 | 28.4735 | 29.17 | 0.29919 | 0.099298 | 10.9314
Solar, tidal etc. | 0 | 0 | 0 | 0.98961 | 1.5657 | 1.5657 | 1.5657 | 1.5657 | 1.6049 | 1.6184 | 1.6184 | 0 | 0 | 0 | 0.24772 | 0.083751
Biomass & waste | 0 | 41 | 66 | 511.1328 | 663.3147 | 795.607 | 811.2134 | 808.6856 | 1036.9304 | 1406.6587 | 1540.7285 | 0 | 25.9556 | 2.0332 | 2.4853 | 4.0394
Geothermal heat | 0 | 0 | 0 | 0 | 0 | 0 | 0 | 0 | 0 | 0 | 0 | 0 | 0 | 0 | 0 | 0
Fossil fuels | 1313 | 1492 | 2992 | 2101.0685 | 2167.4686 | 3450.6166 | 2913.8373 | 3377.6138 | 3146.9286 | 3394.6375 | 2885.7818 | 8.585 | -3.1724 | 3.0033 | 0.77253 | -0.86257
Coal and lignite | 78 | 0 | 2 | 78.0571 | 110.7397 | 88.1948 | 88.1948 | 88.9439 | 95.6322 | 91.7329 | 75.6472 | -30.6744 | 49.392 | -2.2506 | 0.8129 | -2.317
Petroleum products | 107 | 6 | 2 | 0 | 0 | 0 | 0 | 0 | 0 | 0 | 0 | -32.8317 | 0 | 0 | 0 | 0
Natural gas | 1128 | 1486 | 2988 | 2023.0114 | 2056.7288 | 3362.4218 | 2825.6425 | 3288.6699 | 3051.2964 | 3302.9046 | 2810.1346 | 10.2319 | -3.666 | 3.2272 | 0.77127 | -0.81996
Coke & blast-furnace gasses | 0 | 0 | 0 | 0 | 0 | 0 | 0 | 0 | 0 | 0 | 0 | 0 | 0 | 0 | 0 | 0
Other fuels (hydrogen, methanol)(D) | 0 | 0 | 0 | 0 | 0 | 0 | 0 | 0 | 0 | 0 | 0 | 0 | 0 | 0 | 0 | 0
Gross Electricity generation by fuel type (in %) | 100 | 100 | 100 | 100 | 100 | 100 | 100 | 100 | 100 | 100 | 100
Nuclear energy | 0 | 0 | 0 | 0 | 0 | 0 | 0 | 0 | 0 | 0 | 0
Renewables | 68.2544 | 69.5883 | 54.8514 | 62.393 | 67.2871 | 57.1554 | 61.351 | 57.8112 | 60.9066 | 60.9475 | 69.9977
Hydro | 68.1576 | 67.7945 | 53.116 | 51.5185 | 47.6897 | 39.2336 | 41.9114 | 39.4681 | 39.8147 | 37.0594 | 34.619
Wind | 0.096712 | 0.95801 | 0.7394 | 1.708 | 9.5626 | 8.0237 | 8.6588 | 8.2225 | 8.1905 | 7.687 | 19.3435
Solar, tidal etc. | 0 | 0 | 0 | 0.017713 | 0.02363 | 0.01944 | 0.020767 | 0.019556 | 0.019937 | 0.018618 | 0.016825
Biomass & waste | 0 | 0.83571 | 0.99593 | 9.1488 | 10.0112 | 9.8787 | 10.7599 | 10.1011 | 12.8815 | 16.1824 | 16.0183
Geothermal heat | 0 | 0 | 0 | 0 | 0 | 0 | 0 | 0 | 0 | 0 | 0
Fossil fuels | 31.7456 | 30.4117 | 45.1486 | 37.607 | 32.7129 | 42.8446 | 38.649 | 42.1888 | 39.0934 | 39.0525 | 30.0023
Coal and lignite | 1.8859 | 0 | 0.03018 | 1.3971 | 1.6714 | 1.0951 | 1.1698 | 1.111 | 1.188 | 1.0553 | 0.78647
Petroleum products | 2.587 | 0.1223 | 0.03018 | 0 | 0 | 0 | 0 | 0 | 0 | 0 | 0
Natural gas | 27.2727 | 30.2894 | 45.0883 | 36.2098 | 31.0415 | 41.7495 | 37.4792 | 41.0778 | 37.9053 | 37.9972 | 29.2159
Coke & blast-furnace gasses | 0 | 0 | 0 | 0 | 0 | 0 | 0 | 0 | 0 | 0 | 0
Other fuels (hydrogen, methanol)(D) | 0 | 0 | 0 | 0 | 0 | 0 | 0 | 0 | 0 | 0 | 0
Fuel input in thermal power plants (in ktoe) | 545.1 | 602 | 814.9 | 489.6016 | 538.8652 | 813.5635 | 757.3336 | 773.4076 | 743.6406 | 805.8735 | 752.7979 | 4.1029 | -4.0516 | 3.462 | -0.18229 | 0.12247
Solids | 53.1 | 0.5 | 9.4 | 12.8281 | 17.446 | 13.9321 | 13.9321 | 14.0504 | 15.107 | 14.491 | 11.95 | -15.8986 | 6.3792 | -2.2241 | 0.8129 | -2.317
Hard coal | 0 | 0 | 9.4 | 12.8281 | 17.446 | 13.9321 | 13.9321 | 14.0504 | 15.107 | 14.491 | 11.95 | 0 | 6.3792 | -2.2241 | 0.8129 | -2.317
Lignite and other solid fuels | 53.1 | 0.5 | 0 | 0 | 0 | 0 | 0 | 0 | 0 | 0 | 0 | 0 | 0 | 0 | 0 | 0
Oil | 84.4 | 18.5 | 9.9 | 0 | 0 | 0 | 0 | 0 | 0 | 0 | 0 | -19.2896 | 0 | 0 | 0 | 0
Diesel oil | 4 | 5.1 | 5.1 | 0 | 0 | 0 | 0 | 0 | 0 | 0 | 0 | 2.4592 | 0 | 0 | 0 | 0
Fuel oil and other liquid fuels | 80.4 | 13.4 | 4.8 | 0 | 0 | 0 | 0 | 0 | 0 | 0 | 0 | -24.5605 | 0 | 0 | 0 | 0
Gas | 407.6 | 561.5 | 766.7 | 360.1374 | 377.0331 | 603.2062 | 540.9415 | 556.2423 | 486.9037 | 509.3649 | 437.2554 | 6.522 | -6.8516 | 3.6757 | -1.0469 | -1.0697
Natural gas | 407.6 | 561.5 | 766.7 | 360.1374 | 377.0331 | 603.2062 | 540.9415 | 556.2423 | 486.9037 | 509.3649 | 437.2554 | 6.522 | -6.8516 | 3.6757 | -1.0469 | -1.0697
Other gas fuels | 0 | 0 | 0 | 0 | 0 | 0 | 0 | 0 | 0 | 0 | 0 | 0 | 0 | 0 | 0 | 0
Biomass & waste | 0 | 21.5 | 28.9 | 116.6361 | 144.3861 | 196.4252 | 202.4601 | 203.1149 | 241.6299 | 282.0176 | 303.5925 | 0 | 17.4526 | 3.4383 | 1.7844 | 2.309
Geothermal heat | 0 | 0 | 0 | 0 | 0 | 0 | 0 | 0 | 0 | 0 | 0 | 0 | 0 | 0 | 0 | 0
Other fuels (hydrogen, methanol)(D) | 0 | 0 | 0 | 0 | 0 | 0 | 0 | 0 | 0 | 0 | 0 | 0 | 0 | 0 | 0 | 0
Fuel input in nuclear power plants (in ktoe) | 0 | 0 | 0 | 0 | 0 | 0 | 0 | 0 | 0 | 0 | 0 | 0 | 0 | 0 | 0 | 0
Fuel input in district heating units (in ktoe) | 569 | 475.9 | 355.7 | 306.8196 | 339.3813 | 340.4298 | 335.4236 | 335.5951 | 329.5201 | 327.8132 | 318.9939 | -4.5893 | -0.46853 | -0.11723 | -0.17741 | -0.32413
Solids | 15.1 | 7.7 | 4 | 1.6808 | 0 | 0 | 0 | 0 | 0 | 0 | 0 | -12.4395 | 0 | 0 | 0 | 0
Oil | 92.2 | 39.1 | 12.5 | 3.49 | 0 | 0 | 0 | 0 | 0 | 0 | 0 | -18.1124 | 0 | 0 | 0 | 0
Gas | 337.6 | 284.4 | 191.1 | 110.766 | 98.0341 | 110.2777 | 60.8138 | 19.8499 | 19.8499 | 8.8367 | 0 | -5.5318 | -6.4569 | -4.6628 | -10.5922 | 0
Biomass & waste | 124.1 | 144.7 | 147.9 | 190.3807 | 230.4176 | 207.7677 | 245.6329 | 286.8301 | 288.9325 | 315.2075 | 315.5224 | 1.77 | 4.5333 | 0.6415 | 1.6368 | 0.88425
Electricity, Geothermal, Solar | 0 | 0 | 0 | 0.50207 | 10.9296 | 22.3844 | 28.9769 | 28.9151 | 20.7377 | 3.7689 | 3.4715 | 0 | 0 | 10.2414 | -3.2901 | -16.3674
Other fuels (hydrogen, methanol) | 0 | 0 | 0 | 0 | 0 | 0 | 0 | 0 | 0 | 0 | 0 | 0 | 0 | 0 | 0 | 0
CO2 EMISSIONS (in kt CO2) | 2613.9225 | 2206.5736 | 2376.4157 | 1176.5006 | 1187.5433 | 1733.0785 | 1470.6555 | 1410.8656 | 1252.3502 | 1276.7063 | 1076.1363 | -0.94806 | -6.7019 | 2.1612 | -1.594 | -1.505
Thermal power plants | 1463.7542 | 1380.2102 | 1870.772 | 898.6155 | 957.2852 | 1474.0631 | 1327.8187 | 1364.243 | 1205.7276 | 1255.9509 | 1076.1363 | 2.4838 | -6.4805 | 3.326 | -0.95991 | -1.1306
District heating units | 1150.1683 | 826.3634 | 505.6437 | 277.8851 | 230.2581 | 259.0153 | 142.8368 | 46.6226 | 46.6226 | 20.7554 | 0 | -7.8897 | -7.5649 | -4.6628 | -10.5922 | 0
(1) Information on installed power generation capacities and selected indicators for electricity production can be found in the second page of this report: "Summary energy balances and indicators (B)" (sheet "indicator")
(2) Due to statistical differences present in Eurostat data, the individual items shown for electricity consumption and supply in 2000 and 2005 do not always add up to the totals shown. In any case, the modelling, being calibrated to the individual supply and consumption items for 2000 and 2005, ensures consistency of consumption and supply numbers for the projection years.
Source: PRIMES

## pg-detail
Latvia:Reference scenario(REF2015f) | [15 empty] | POWER GENERATION SECTOR - DETAILS
| 2000 | 2005 | 2010 | 2015 | 2020 | 2025 | 2030 | 2035 | 2040 | 2045 | 2050 | '00-'10 | '10-'20 | '20-'30 | '30-'40 | '40-'50
Annual % Change
Net Installed Power Capacity (in MWe) | 2089.229 | 2161.9419 | 2546.1068 | 2836.8533 | 3103.0255 | 3107.3153 | 3112.6053 | 2969.2664 | 2927.6542 | 2902.8683 | 3307.5452 | 1.9974 | 1.9978 | 0.03083 | -0.61071 | 1.2275
Nuclear energy | 0 | 0 | 0 | 0 | 0 | 0 | 0 | 0 | 0 | 0 | 0 | 0 | 0 | 0 | 0 | 0
Renewable energy | 1515 | 1562 | 1606 | 1651.9 | 1873.6422 | 1875.204 | 1877.0774 | 1877.1317 | 1900.1317 | 1908.4739 | 2349.5123 | 0.58502 | 1.5533 | 0.018319 | 0.12215 | 2.1455
Hydro (pumping excluded) | 1513 | 1536 | 1576 | 1589 | 1589 | 1589 | 1589 | 1589 | 1612 | 1620.3422 | 1665 | 0.40879 | 0.082183 | 0 | 0.14381 | 0.32402
Lakes | 0 | 0 | 0 | 0 | 0 | 0 | 0 | 0 | 0 | 0 | 0 | 0 | 0 | 0 | 0 | 0
Run of river | 1513 | 1536 | 1576 | 1589 | 1589 | 1589 | 1589 | 1589 | 1612 | 1620.3422 | 1665 | 0.40879 | 0.082183 | 0 | 0.14381 | 0.32402
Wind power | 2 | 26 | 30 | 61.7 | 282.8227 | 284.3846 | 286.2579 | 286.3122 | 286.3122 | 286.3122 | 682.6928 | 31.1019 | 25.1524 | 0.1208 | 0.0018973 | 9.0783
Wind on-shore | 2 | 26 | 30 | 61.7 | 234.7421 | 235.7421 | 235.7421 | 235.7421 | 235.7421 | 235.7421 | 632.1227 | 31.1019 | 22.842 | 0.042518 | 0 | 10.3663
Wind off-shore | 0 | 0 | 0 | 0 | 48.0806 | 48.6424 | 50.5158 | 50.5701 | 50.5701 | 50.5701 | 50.5701 | 0 | 0 | 0.4953 | 0.010747 | 0
Solar | 0 | 0 | 0 | 1.2 | 1.8195 | 1.8195 | 1.8195 | 1.8195 | 1.8195 | 1.8195 | 1.8195 | 0 | 0 | 0 | 0 | 0
Other renewables (tidal etc.) | 0 | 0 | 0 | 0 | 0 | 0 | 0 | 0 | 0 | 0 | 0 | 0 | 0 | 0 | 0 | 0
Thermal power | 574.229 | 599.9419 | 940.1068 | 1184.9533 | 1229.3833 | 1232.1113 | 1235.5279 | 1092.1347 | 1027.5225 | 994.3945 | 958.0329 | 5.0532 | 2.7191 | 0.049869 | -1.8266 | -0.69779
Solids fired | 23.205 | 2.275 | 21.16 | 21.16 | 21.16 | 21.16 | 21.16 | 21.16 | 21.16 | 21.16 | 21.16 | -0.91831 | 0 | 0 | 0 | 0
Oil fired | 26.6145 | 15.2145 | 15.2145 | 15.2145 | 15.2145 | 15.2145 | 15.2145 | 15.2145 | 7.6 | 0 | 0 | -5.4386 | 0 | 0 | -6.7056 | 0
Gas fired | 522.4145 | 572.19 | 893.4699 | 1098.1699 | 1098.1699 | 1090.6814 | 1090.6814 | 947.2881 | 867.0531 | 812.118 | 802.7117 | 5.5131 | 2.0843 | -0.068401 | -2.2685 | -0.76808
Natural gas | 522.4145 | 572.19 | 893.4699 | 1098.1699 | 1098.1699 | 1090.6814 | 1090.6814 | 947.2881 | 867.0531 | 812.118 | 802.7117 | 5.5131 | 2.0843 | -0.068401 | -2.2685 | -0.76808
Derived gasses | 0 | 0 | 0 | 0 | 0 | 0 | 0 | 0 | 0 | 0 | 0 | 0 | 0 | 0 | 0 | 0
Biomass-waste fired | 1.995 | 10.2624 | 10.2624 | 50.4089 | 94.8389 | 105.0554 | 108.472 | 108.472 | 131.7094 | 161.1165 | 134.1612 | 17.796 | 24.9033 | 1.3522 | 1.96 | 0.18461
Hydrogen plants | 0 | 0 | 0 | 0 | 0 | 0 | 0 | 0 | 0 | 0 | 0 | 0 | 0 | 0 | 0 | 0
Geothermal heat | 0 | 0 | 0 | 0 | 0 | 0 | 0 | 0 | 0 | 0 | 0 | 0 | 0 | 0 | 0 | 0
Net Power Capacity Investment (1) (in MWe - for five years period) |  | 208.1179 | 547.9399 | 512.7465 | 267.1722 | 16.6898 | 5.29 | 24.0543 | 509.2979 | 530.4547 | 731.4835 | 0 | -6.9308 | -32.4436 | 57.8889 | 3.6868
Nuclear energy |  | 0 | 0 | 0 | 0 | 0 | 0 | 0 | 0 | 0 | 0 | 0 | 0 | 0 | 0 | 0
Renewable energy |  | 47 | 44 | 58.9 | 222.7422 | 2.5619 | 1.8733 | 24.0543 | 74.2 | 120.6617 | 713.1611 | 0 | 17.6075 | -37.9872 | 44.4703 | 25.3945
Hydro (pumping excluded) |  | 23 | 40 | 26 | 0 | 0 | 0 | 0 | 69 | 88.3422 | 70.6578 | 0 | 0 | 0 | 0 | 0.23771
Lakes |  | 0 | 0 | 0 | 0 | 0 | 0 | 0 | 0 | 0 | 0 | 0 | 0 | 0 | 0 | 0
Run of river |  | 23 | 40 | 26 | 0 | 0 | 0 | 0 | 69 | 88.3422 | 70.6578 | 0 | 0 | 0 | 0 | 0.23771
Wind power |  | 24 | 4 | 31.7 | 222.1227 | 2.5619 | 1.8733 | 24.0543 | 4 | 31.7 | 642.5033 | 0 | 49.4353 | -37.9699 | 7.8808 | 66.1811
Wind on-shore |  | 24 | 4 | 31.7 | 174.0421 | 2 | 0 | 24 | 4 | 31.7 | 594.4227 | 0 | 45.8342 | 0 | 0 | 64.8935
Wind off-shore |  | 0 | 0 | 0 | 48.0806 | 0.56186 | 1.8733 | 0.054318 | 0 | 0 | 48.0806 | 0 | 0 | -27.7122 | 0 | 0
Solar |  | 0 | 0 | 1.2 | 0.61948 | 0 | 0 | 0 | 1.2 | 0.61948 | 0 | 0 | 0 | 0 | 0 | 0
Other renewables (tidal etc.) |  | 0 | 0 | 0 | 0 | 0 | 0 | 0 | 0 | 0 | 0 | 0 | 0 | 0 | 0 | 0
Thermal power |  | 161.1179 | 503.9399 | 453.8465 | 44.43 | 14.128 | 3.4166 | 0 | 435.0979 | 409.7931 | 18.3224 | 0 | -21.5614 | -22.6265 | 62.3674 | -27.1483
Solids fired |  | 0 | 21.16 | 0 | 0 | 0 | 0 | 0 | 0 | 0 | 0 | 0 | 0 | 0 | 0 | 0
Oil fired |  | 0 | 0 | 0 | 0 | 0 | 0 | 0 | 0 | 0 | 0 | 0 | 0 | 0 | 0 | 0
Gas fired |  | 152.8505 | 482.7799 | 413.7 | 0 | 3.9115 | 0 | 0 | 411.8605 | 367.1344 | 0.050994 | 0 | 0 | 0 | 0 | -59.3298
Natural gas |  | 152.8505 | 482.7799 | 413.7 | 0 | 3.9115 | 0 | 0 | 411.8605 | 367.1344 | 0.050994 | 0 | 0 | 0 | 0 | -59.3298
Derived gasses |  | 0 | 0 | 0 | 0 | 0 | 0 | 0 | 0 | 0 | 0 | 0 | 0 | 0 | 0 | 0
Biomass-waste fired |  | 8.2674 | 0 | 40.1465 | 44.43 | 10.2165 | 3.4166 | 0 | 23.2374 | 42.6586 | 18.2714 | 0 | 0 | -22.6265 | 21.1319 | -2.3756
Hydrogen plants |  | 0 | 0 | 0 | 0 | 0 | 0 | 0 | 0 | 0 | 0 | 0 | 0 | 0 | 0 | 0
Geothermal heat |  | 0 | 0 | 0 | 0 | 0 | 0 | 0 | 0 | 0 | 0 | 0 | 0 | 0 | 0 | 0
Gross Electricity generation by plant type (in GWh)(D) | 4136 | 4906 | 6627 | 5586.9134 | 6625.7398 | 8053.794 | 7539.2212 | 8005.9465 | 8049.7793 | 8692.4965 | 9618.5259 | 4.8271 | -0.0019018 | 1.2999 | 0.65741 | 1.7964
Nuclear energy | 0 | 0 | 0 | 0 | 0 | 0 | 0 | 0 | 0 | 0 | 0 | 0 | 0 | 0 | 0 | 0
Renewable energy | 2823 | 3373 | 3569 | 2974.7121 | 3794.9565 | 3807.5703 | 3814.1705 | 3819.6471 | 3865.9204 | 3891.2004 | 5192.0156 | 2.3726 | 0.61576 | 0.050515 | 0.13486 | 2.9931
Hydro (pumping excluded) | 2819 | 3326 | 3520 | 2878.2955 | 3159.7958 | 3159.7958 | 3159.7958 | 3159.7958 | 3204.9951 | 3221.3891 | 3329.8412 | 2.2456 | -1.0737 | 0 | 0.14213 | 0.38287
Lakes | 0 | 0 | 0 | 0 | 0 | 0 | 0 | 0 | 0 | 0 | 0 | 0 | 0 | 0 | 0 | 0
Run of river | 2819 | 3326 | 3520 | 2878.2955 | 3159.7958 | 3159.7958 | 3159.7958 | 3159.7958 | 3204.9951 | 3221.3891 | 3329.8412 | 2.2456 | -1.0737 | 0 | 0.14213 | 0.38287
Wind power | 4 | 47 | 49 | 95.427 | 633.5951 | 646.2089 | 652.8091 | 658.2857 | 659.3204 | 668.1929 | 1860.556 | 28.4735 | 29.17 | 0.29919 | 0.099298 | 10.9314
Wind on-shore | 4 | 47 | 49 | 95.427 | 485.5722 | 492.5721 | 492.5721 | 497.8499 | 498.8846 | 507.7572 | 1691.4517 | 28.4735 | 25.7783 | 0.14323 | 0.12742 | 12.9863
Wind off-shore | 0 | 0 | 0 | 0 | 148.0229 | 153.6368 | 160.237 | 160.4357 | 160.4357 | 160.4357 | 169.1044 | 0 | 0 | 0.79602 | 0.012395 | 0.52761
Solar | 0 | 0 | 0 | 0.98961 | 1.5657 | 1.5657 | 1.5657 | 1.5657 | 1.6049 | 1.6184 | 1.6184 | 0 | 0 | 0 | 0.24772 | 0.083751
Other renewables (tidal etc.) | 0 | 0 | 0 | 0 | 0 | 0 | 0 | 0 | 0 | 0 | 0 | 0 | 0 | 0 | 0 | 0
Thermal power | 1313 | 1533 | 3058 | 2612.2013 | 2830.7833 | 4246.2237 | 3725.0507 | 4186.2994 | 4183.8589 | 4801.2962 | 4426.5103 | 8.8221 | -0.7691 | 2.7833 | 1.1683 | 0.56537
Solids fired | 78 | 0 | 2 | 78.0571 | 110.7397 | 131.3855 | 131.3855 | 132.5014 | 142.4651 | 136.6562 | 112.6931 | -30.6744 | 49.392 | 1.7242 | 0.8129 | -2.317
Oil fired | 107 | 6 | 2 | 0 | 0 | 0 | 0 | 0 | 0 | 0 | 0 | -32.8317 | 0 | 0 | 0 | 0
Gas fired | 1128 | 1486 | 2988 | 2023.0114 | 2056.7288 | 3362.4218 | 2825.6425 | 3288.6699 | 3393.5741 | 3796.2356 | 3378.2744 | 10.2319 | -3.666 | 3.2272 | 1.8484 | -0.045176
Natural gas | 1128 | 1486 | 2988 | 2023.0114 | 2056.7288 | 3362.4218 | 2825.6425 | 3288.6699 | 3393.5741 | 3796.2356 | 3378.2744 | 10.2319 | -3.666 | 3.2272 | 1.8484 | -0.045176
Derived gasses | 0 | 0 | 0 | 0 | 0 | 0 | 0 | 0 | 0 | 0 | 0 | 0 | 0 | 0 | 0 | 0
Biomass-waste fired | 0 | 41 | 66 | 511.1328 | 663.3147 | 752.4164 | 768.0227 | 765.1281 | 647.8197 | 868.4044 | 935.5428 | 0 | 25.9556 | 1.4765 | -1.6877 | 3.7435
Hydrogen plants | 0 | 0 | 0 | 0 | 0 | 0 | 0 | 0 | 0 | 0 | 0 | 0 | 0 | 0 | 0 | 0
Geothermal heat | 0 | 0 | 0 | 0 | 0 | 0 | 0 | 0 | 0 | 0 | 0 | 0 | 0 | 0 | 0 | 0
Net Electricity generation by plant type (in GWh)(D) | 3690 | 4417 | 6069 | 5201.3426 | 6214.1755 | 7587.6067 | 7114.7247 | 7483.6966 | 7703.1347 | 8426.4599 | 9361.5854 | 5.1015 | 0.23667 | 1.3625 | 0.79777 | 1.969
Nuclear energy | 0 | 0 | 0 | 0 | 0 | 0 | 0 | 0 | 0 | 0 | 0 | 0 | 0 | 0 | 0 | 0
Renewable energy | 2793 | 3332 | 3537 | 2940.5627 | 3757.8464 | 3770.4603 | 3777.0604 | 3782.5371 | 3828.8103 | 3854.0903 | 5154.6735 | 2.3897 | 0.60751 | 0.051013 | 0.13617 | 3.0181
Hydro (pumping excluded) | 2789 | 3285 | 3488 | 2844.1461 | 3122.6857 | 3122.6857 | 3122.6857 | 3122.6857 | 3167.8851 | 3184.279 | 3292.4991 | 2.2617 | -1.1003 | 0 | 0.14381 | 0.38657
Lakes | 0 | 0 | 0 | 0 | 0 | 0 | 0 | 0 | 0 | 0 | 0 | 0 | 0 | 0 | 0 | 0
Run of river | 2789 | 3285 | 3488 | 2844.1461 | 3122.6857 | 3122.6857 | 3122.6857 | 3122.6857 | 3167.8851 | 3184.279 | 3292.4991 | 2.2617 | -1.1003 | 0 | 0.14381 | 0.38657
Wind power | 4 | 47 | 49 | 95.427 | 633.5951 | 646.2089 | 652.8091 | 658.2857 | 659.3204 | 668.1929 | 1860.556 | 28.4735 | 29.17 | 0.29919 | 0.099298 | 10.9314
Wind on-shore | 4 | 47 | 49 | 95.427 | 485.5722 | 492.5721 | 492.5721 | 497.8499 | 498.8846 | 507.7572 | 1691.4517 | 28.4735 | 25.7783 | 0.14323 | 0.12742 | 12.9863
Wind off-shore | 0 | 0 | 0 | 0 | 148.0229 | 153.6368 | 160.237 | 160.4357 | 160.4357 | 160.4357 | 169.1044 | 0 | 0 | 0.79602 | 0.012395 | 0.52761
Solar | 0 | 0 | 0 | 0.98961 | 1.5657 | 1.5657 | 1.5657 | 1.5657 | 1.6049 | 1.6184 | 1.6184 | 0 | 0 | 0 | 0.24772 | 0.083751
Other renewables (tidal etc.) | 0 | 0 | 0 | 0 | 0 | 0 | 0 | 0 | 0 | 0 | 0 | 0 | 0 | 0 | 0 | 0
Thermal power | 897 | 1085 | 2532 | 2260.7799 | 2456.3291 | 3817.1465 | 3337.6643 | 3701.1595 | 3874.3244 | 4572.3696 | 4206.9119 | 10.9346 | -0.30296 | 3.1135 | 1.5022 | 0.82698
Solids fired | 64.5487 | 0 | 1.5877 | 55.0624 | 78.1171 | 92.6808 | 92.6808 | 93.468 | 100.4965 | 96.3988 | 79.495 | -30.9621 | 47.6381 | 1.7242 | 0.8129 | -2.317
Oil fired | 88.9554 | 5.1354 | 1.4614 | 0 | 0 | 0 | 0 | 0 | 0 | 0 | 0 | -33.6928 | 0 | 0 | 0 | 0
Gas fired | 743.496 | 1046.4573 | 2477.9362 | 1856.1327 | 1886.3112 | 3149.6572 | 2653.5536 | 3017.8938 | 3233.6817 | 3721.4839 | 3309.2866 | 12.7927 | -2.6912 | 3.4717 | 1.9969 | 0.23138
Natural gas | 743.496 | 1046.4573 | 2477.9362 | 1856.1327 | 1886.3112 | 3149.6572 | 2653.5536 | 3017.8938 | 3233.6817 | 3721.4839 | 3309.2866 | 12.7927 | -2.6912 | 3.4717 | 1.9969 | 0.23138
Derived gasses | 0 | 0 | 0 | 0 | 0 | 0 | 0 | 0 | 0 | 0 | 0 | 0 | 0 | 0 | 0 | 0
Biomass-waste fired | 0 | 33.4073 | 51.0147 | 349.5849 | 491.9008 | 574.8085 | 591.4298 | 589.7978 | 540.1463 | 754.4868 | 818.1303 | 0 | 25.4348 | 1.8597 | -0.90293 | 4.2392
Hydrogen plants | 0 | 0 | 0 | 0 | 0 | 0 | 0 | 0 | 0 | 0 | 0 | 0 | 0 | 0 | 0 | 0
Geothermal heat | 0 | 0 | 0 | 0 | 0 | 0 | 0 | 0 | 0 | 0 | 0 | 0 | 0 | 0 | 0 | 0
Net Steam Generation Capacity (2)
Installed capacity of CHP plants
Electric capacity (in MWe) | 253.8968 | 586 | 870 | 1026.2075 | 1025.8986 | 1094.0909 | 1096.2346 | 940.4646 | 927.3265 | 906.3938 | 915.0817 | 13.1061 | 1.662 | 0.66533 | -1.6594 | -0.13284
Steam capacity (in MWth) | 763.5199 | 811.1765 | 847 | 2685.3135 | 2686.942 | 2904.0141 | 2909.578 | 2674.677 | 2003.1543 | 1348.5631 | 1357.6649 | 1.043 | 12.2374 | 0.79922 | -3.664 | -3.8149
Installed capacity of boilers (in MWth) | 1201.4157 | 1233.0375 | 1274.7175 | 1503.7055 | 1363.2116 | 1193.7589 | 1163.2021 | 1105.8303 | 1119.1866 | 1142.98 | 1094.7394 | 0.594 | 0.67345 | -1.5741 | -0.385 | -0.22061
District heating (in MWth) | 918.0233 | 825.7477 | 703.2073 | 919.524 | 792.6053 | 619.81 | 597.2801 | 579.204 | 600.6306 | 630.1604 | 615.7782 | -2.6305 | 1.2039 | -2.7897 | 0.055956 | 0.24938
Industrial and refinery boilers (in MWth) | 283.3925 | 407.2898 | 571.5102 | 584.1814 | 570.6062 | 573.9488 | 565.9221 | 526.6263 | 518.556 | 512.8196 | 478.9612 | 7.2664 | -0.015828 | -0.082396 | -0.87028 | -0.79114
Total steam generation capacity (in MWth) | 1964.9356 | 2044.2139 | 2121.7175 | 4189.019 | 4050.1536 | 4097.773 | 4072.7801 | 3780.5072 | 3122.3409 | 2491.5431 | 2452.4043 | 0.77062 | 6.6789 | 0.055726 | -2.6224 | -2.3862
Net Steam Generation Investment (1,2) (in MWe - for five years period)
Capacity Expansion for CHP plants
Electric capacity (in MWe) |  | 12.4355 | 21.7999 | 431.0784 | 4.9976 | 14.128 | 3.4166 | 0 | 431.244 | 402.2451 | 16.1499 | 0 | -13.6961 | -3.7316 | 62.223 | -27.998
Steam capacity (in MWth) |  | 17.214 | 21.2236 | 1208.6005 | 11.2845 | 31.3955 | 7.5925 | 0 | 610.0349 | 562.8863 | 25.8237 | 0 | -6.1214 | -3.8852 | 55.0589 | -27.1103
Investment for boilers (in MWth) |  | 271.9049 | 288.2876 | 589.7388 | 161.7151 | 132.7563 | 271.6523 | 301.2774 | 411.3665 | 271.7811 | 220.1727 | 0 | -5.6173 | 5.3237 | 4.2369 | -6.0594
District heating (in MWth) |  | 180.5758 | 245.6784 | 335.7923 | 60.9883 | 15.1117 | 165.377 | 170.1427 | 189.3227 | 172.1932 | 115.3118 | 0 | -13.0063 | 10.49 | 1.3614 | -4.8372
Industrial and refinery boilers (in MWth) |  | 91.3291 | 42.6092 | 253.9466 | 100.7268 | 117.6446 | 106.2753 | 131.1347 | 222.0438 | 99.5879 | 104.8609 | 0 | 8.9844 | 0.53764 | 7.6467 | -7.2279
Total steam generation investment (in MWth) |  | 289.1188 | 309.5111 | 1798.3394 | 172.9996 | 164.1518 | 279.2448 | 301.2774 | 1021.4014 | 834.6674 | 245.9965 | 0 | -5.6511 | 4.9045 | 13.8469 | -13.2692
Net electric efficiencies of thermal power plants (3)
Solid fuel plants | 0.405 | 0.405 | 0.405 | 0.405 | 0.405 | 0.405 | 0.405 | 0.405 | 0.405 | 0.405 | 0.405 | 0 | 2.2204e-14 | 0 | 0 | 0
Simple cycle gas and oil plants | 0.30499 | 0.30499 | 0.30499 | 0.30499 | 0.30499 | 0.30228 | 0.30228 | 0.30271 | 0.28713 | 0.2883 | 0.28824 | 0 | 0 | -0.089214 | -0.51272 | 0.038426
Gas turbine combined cycle gas plants | 0.52 | 0.52 | 0.52761 | 0.53258 | 0.53258 | 0.53258 | 0.53258 | 0.53468 | 0.55877 | 0.58535 | 0.58535 | 0.14544 | 0.093841 | 0 | 0.48103 | 0.46588
Biomass & Waste plants | 0.25887 | 0.28168 | 0.28168 | 0.28168 | 0.31761 | 0.32225 | 0.3237 | 0.3237 | 0.33846 | 0.36844 | 0.3712 | 0.84797 | 1.208 | 0.18999 | 0.44694 | 0.92769
(1) Including new power plants, premature replacement and retrofitting
(2) Electric capacity of CHP plants is also included in power capacity. Boilers capacity also includes industrial and refinery boilers capacity besides district heating
(3) Net electric efficiencies are averages for electricity only plants.
Source: PRIMES

## pg-costs
Latvia:Reference scenario(REF2015f) | [15 empty] | ELECTRICITY AND STEAM GENERATION COSTS
| 2000 | 2005 | 2010 | 2015 | 2020 | 2025 | 2030 | 2035 | 2040 | 2045 | 2050 | '00-'10 | '10-'20 | '20-'30 | '30-'40 | '40-'50
Annual % Change
Total Cost of Electricity and Steam supply (1) (MEuro'13) | 827.9978 | 926.4719 | 1298.2494 | 1036.4497 | 1222.2094 | 1374.7198 | 1524.7356 | 1593.6108 | 1657.6078 | 1787.7557 | 1964.4592 | 4.6003 | -0.60175 | 2.2362 | 0.83905 | 1.7129
Annual capital costs | 379.0371 | 367.4038 | 366.5086 | 212.8597 | 262.0207 | 221.9301 | 227.7236 | 196.4911 | 161.1924 | 160.9788 | 255.4516 | -0.33556 | -3.3003 | -1.3931 | -3.3963 | 4.712
Fixed operating costs | 7.1455 | 12.6465 | 26.3525 | 136.6086 | 176.6038 | 216.5054 | 267.8838 | 325.4272 | 394.8011 | 480.5886 | 592.4286 | 13.9406 | 20.9533 | 4.2545 | 3.9545 | 4.142
Variable operating costs | 8.1757 | 7.9335 | 10.8797 | 12.0614 | 13.8039 | 16.7623 | 15.8052 | 16.9607 | 16.5174 | 17.972 | 18.1132 | 2.8986 | 2.4091 | 1.3631 | 0.44174 | 0.92651
Fuel costs | 245.2336 | 283.3701 | 608.573 | 375.0581 | 443.697 | 594.0861 | 609.598 | 626.8635 | 600.2463 | 634.351 | 597.6539 | 9.5149 | -3.1104 | 3.2276 | -0.15448 | -0.043273
Taxes and subsidies | 2.9389 | 1.6506 | 12.6529 | 13.3478 | 20.344 | 45.4974 | 54.3403 | 63.6535 | 65.9444 | 91.396 | 97.5606 | 15.718 | 4.8635 | 10.3237 | 1.9543 | 3.9943
Other Costs (Transmission & distribution, net imports, etc.) | 185.467 | 253.4675 | 273.2827 | 286.5141 | 305.7402 | 279.9384 | 349.3846 | 364.2147 | 418.9061 | 402.4694 | 403.2512 | 3.9524 | 1.1286 | 1.3433 | 1.8313 | -0.38015
Expenditures for Power Generation (incl. total CHP cost) | 442.9377 | 419.7521 | 615.5024 | 432.2673 | 566.7045 | 749.151 | 814.4546 | 875.4859 | 904.9373 | 1034.1976 | 1211.7344 | 3.3448 | -0.82261 | 3.6934 | 1.059 | 2.9625
Annual capital costs | 347.1443 | 312.6316 | 303.5194 | 137.8514 | 193.3459 | 190.2879 | 189.9935 | 151.2301 | 117.4149 | 99.3489 | 181.2857 | -1.334 | -4.4095 | -0.17476 | -4.6988 | 4.4393
Fixed operating costs | 2.2503 | 5.8277 | 16.7519 | 132.4859 | 172.1195 | 212.0173 | 263.788 | 322.7757 | 392.6639 | 477.8535 | 589.1583 | 22.231 | 26.2341 | 4.362 | 4.0583 | 4.1408
Variable operating costs | 2.7936 | 3.2303 | 6.7446 | 5.7322 | 6.5599 | 9.5281 | 8.4396 | 9.4874 | 9.0384 | 10.2202 | 10.2922 | 9.2143 | -0.27732 | 2.5516 | 0.6878 | 1.3076
Fuel costs | 89.3063 | 97.6973 | 282.8274 | 146.7902 | 177.9524 | 300.3271 | 304.3874 | 331.2806 | 322.5933 | 357.0998 | 333.7882 | 12.2184 | -4.5275 | 5.5145 | 0.5826 | 0.34173
Taxes and subsidies | 1.4431 | 0.36513 | 5.6592 | 9.4077 | 16.7268 | 36.9905 | 47.8461 | 60.7122 | 63.2268 | 89.6752 | 97.21 | 14.6423 | 11.4464 | 11.082 | 2.8266 | 4.3953
of which for Electricity only power plants Generation | 358.6287 | 326.6061 | 391.2253 | 148.6903 | 242.9964 | 282.2633 | 330.9296 | 362.9632 | 409.2146 | 482.2488 | 670.1499 | 0.87375 | -4.6507 | 3.1368 | 2.146 | 5.0563
Annual capital costs | 340.4964 | 305.6471 | 295.9231 | 45.9364 | 99.9086 | 96.0718 | 95.543 | 67.5239 | 38.7297 | 23.882 | 108.9746 | -1.3933 | -10.2897 | -0.44579 | -8.634 | 10.8991
Fixed operating costs | 0.10673 | 3.0414 | 13.0521 | 101.6686 | 137.9794 | 175.5809 | 223.6514 | 283.437 | 355.3397 | 444.9726 | 552.7509 | 61.7104 | 26.5941 | 4.9484 | 4.7387 | 4.5174
Variable operating costs | 2.31 | 2.6033 | 5.9589 | 1.0823 | 1.7781 | 1.6177 | 1.595 | 1.5693 | 0.99469 | 0.81667 | 1.3123 | 9.9397 | -11.3909 | -1.0807 | -4.6122 | 2.8099
Fuel costs | 15.4743 | 15.2589 | 74.8127 | 0.0029406 | 3.3303 | 8.9929 | 10.1401 | 10.433 | 12.7217 | 10.3477 | 6.0381 | 17.0675 | -26.7427 | 11.7778 | 2.294 | -7.1814
Taxes and subsidies | 0.24121 | 0.055467 | 1.4785 | 0 | 0 | 0 | 0 | 0 | 1.4288 | 2.2298 | 1.074 | 19.8789 | -100 | 0 | 0 | -2.8142
of which for CHP Generation | 84.3089 | 93.146 | 224.2772 | 283.577 | 323.7081 | 466.8877 | 483.5251 | 512.5228 | 495.7227 | 551.9489 | 541.5845 | 10.2786 | 3.7378 | 4.0942 | 0.24945 | 0.88875
Annual capital costs | 6.6479 | 6.9845 | 7.5963 | 91.915 | 93.4373 | 94.2161 | 94.4504 | 83.7062 | 78.6852 | 75.4669 | 72.311 | 1.3425 | 28.5263 | 0.1079 | -1.8096 | -0.84123
Fixed operating costs | 2.1436 | 2.7863 | 3.6998 | 30.8173 | 34.14 | 36.4363 | 40.1366 | 39.3387 | 37.3242 | 32.8809 | 36.4073 | 5.6096 | 24.8845 | 1.6313 | -0.72381 | -0.24842
Variable operating costs | 0.48356 | 0.627 | 0.78573 | 4.6498 | 4.7818 | 7.9104 | 6.8446 | 7.9182 | 8.0437 | 9.4036 | 8.9799 | 4.9742 | 19.7931 | 3.6515 | 1.6274 | 1.1071
Fuel costs | 73.832 | 82.4384 | 208.0147 | 146.7872 | 174.6221 | 291.3343 | 294.2473 | 320.8475 | 309.8715 | 346.7521 | 327.7501 | 10.9136 | -1.7346 | 5.3565 | 0.51871 | 0.56251
Taxes and subsidies | 1.2019 | 0.30966 | 4.1806 | 9.4077 | 16.7268 | 36.9905 | 47.8461 | 60.7122 | 61.798 | 87.4453 | 96.1361 | 13.2758 | 14.8727 | 11.082 | 2.5918 | 4.518
Expenditures for Steam Boilers Generation (2) | 199.5931 | 253.2524 | 409.4643 | 317.6683 | 349.7647 | 345.6304 | 360.8963 | 353.9101 | 333.7644 | 351.0887 | 349.4735 | 7.4502 | -1.5635 | 0.31379 | -0.77851 | 0.46098
Annual capital costs | 31.8928 | 54.7722 | 62.9893 | 75.0083 | 68.6748 | 31.6422 | 37.7301 | 45.261 | 43.7775 | 61.6299 | 74.1659 | 7.0428 | 0.86792 | -5.8134 | 1.4977 | 5.4133
Fixed operating costs | 4.8952 | 6.8187 | 9.6006 | 4.1228 | 4.4843 | 4.4882 | 4.0958 | 2.6516 | 2.1372 | 2.7351 | 3.2704 | 6.9678 | -7.3299 | -0.902 | -6.2977 | 4.3458
Variable operating costs | 5.3821 | 4.7032 | 4.1351 | 6.3293 | 7.2439 | 7.2342 | 7.3656 | 7.4732 | 7.479 | 7.7518 | 7.8209 | -2.6012 | 5.7668 | 0.16662 | 0.15297 | 0.44804
Fuel costs | 155.9273 | 185.6728 | 325.7456 | 228.2679 | 265.7445 | 293.7589 | 305.2106 | 295.583 | 277.6531 | 277.2511 | 263.8657 | 7.6454 | -2.0152 | 1.3943 | -0.94183 | -0.50803
Taxes and subsidies | 1.4958 | 1.2855 | 6.9938 | 3.9401 | 3.6172 | 8.5069 | 6.4942 | 2.9413 | 2.7176 | 1.7208 | 0.35059 | 16.6769 | -6.3805 | 6.0266 | -8.3429 | -18.5181
Average production costs (1) (Euro'13 per MWhe+MWhth) | 58.1286 | 61.0929 | 77.3991 | 67.125 | 70.2637 | 73.0131 | 83.9364 | 88.1571 | 91.7407 | 94.2582 | 99.3256 | 2.9045 | -0.96253 | 1.7939 | 0.89303 | 0.79754
Fixed costs (Capital & fixed operating costs) | 27.1115 | 25.0611 | 23.4216 | 22.6331 | 25.2161 | 23.2859 | 27.2831 | 28.8721 | 30.7716 | 33.8262 | 42.8699 | -1.4523 | 0.74098 | 0.79095 | 1.2105 | 3.3714
Variable costs (Variable operating & fuel costs) | 17.9966 | 19.3178 | 37.6849 | 25.936 | 27.4709 | 34.8593 | 37.4197 | 39.137 | 37.7846 | 39.2121 | 36.0668 | 7.6707 | -3.1119 | 3.139 | 0.097084 | -0.46423
Other Costs (Transmission & distribution, net imports, etc.) | 13.0205 | 16.714 | 16.2926 | 18.5559 | 17.5767 | 14.8679 | 19.2336 | 20.148 | 23.1844 | 21.2199 | 20.3889 | 2.2672 | 0.76155 | 0.90488 | 1.8858 | -1.2767
in Power Generation (3) (Euro'13 per MWhe+MWhth) | 62.5106 | 49.3757 | 57.3334 | 45.1139 | 52.1082 | 61.6734 | 70.5715 | 74.6243 | 76.569 | 82.4048 | 90.8266 | -0.8608 | -0.95105 | 3.0795 | 0.81899 | 1.7223
Fixed costs (Capital & fixed operating costs) | 49.3091 | 37.4606 | 29.8329 | 28.214 | 33.6044 | 33.1195 | 39.3196 | 40.4031 | 43.159 | 45.9914 | 57.7493 | -4.9008 | 1.1976 | 1.5831 | 0.93603 | 2.955
Variable costs (Variable operating & fuel costs) | 13.2015 | 11.9151 | 27.5005 | 16.9 | 18.5039 | 28.5539 | 31.2519 | 34.2212 | 33.4099 | 36.4133 | 33.0773 | 7.6147 | -3.8848 | 5.3808 | 0.66997 | -0.10001
in Steam Boilers Generation (2) (Euro'13 per MWhth) | 27.8822 | 38.0042 | 67.8151 | 54.2197 | 53.6525 | 51.7307 | 54.4788 | 55.7776 | 53.4039 | 54.7178 | 54.2931 | 9.2949 | -2.3153 | 0.15295 | -0.19909 | 0.16528
Fixed costs (Capital & fixed operating costs) | 5.1391 | 9.2426 | 12.0223 | 13.5061 | 11.2223 | 5.4077 | 6.3138 | 7.5512 | 7.3466 | 10.0314 | 12.0303 | 8.8704 | -0.68621 | -5.5894 | 1.5265 | 5.0556
Variable costs (Variable operating & fuel costs) | 22.7431 | 28.7616 | 55.7928 | 40.7136 | 42.4302 | 46.3231 | 48.165 | 48.2264 | 46.0573 | 44.6864 | 42.2628 | 9.3888 | -2.7007 | 1.2758 | -0.44646 | -0.85609
Investment expenditure (4) (in MEuro'13-for 5 years period) |  | 365.444 | 705.0491 | 803.515 | 487.1294 | 52.523 | 67.8524 | 77.5728 | 505.3833 | 528.8952 | 816.4573 | 0 | -3.6299 | -17.8907 | 22.2378 | 4.9135
in Power plants (incl. CHP) |  | 224.0795 | 513.2397 | 597.2974 | 470.203 | 24.0035 | 12.3104 | 1.1802 | 311.178 | 331.8186 | 648.8124 | 0 | -0.87196 | -30.5298 | 38.1254 | 7.6245
Electricity only power plants |  | 206.1386 | 486.191 | 78.2352 | 454.1335 | 3.1776 | 6.0419 | 1.1802 | 6.423 | 5.6835 | 628.8343 | 0 | -0.67978 | -35.077 | 0.61368 | 58.1538
CHP power plants |  | 17.941 | 27.0487 | 519.0621 | 16.0694 | 20.8258 | 6.2686 | 0 | 304.7549 | 326.1351 | 19.9781 | 0 | -5.0739 | -8.9842 | 47.4614 | -23.8517
by plant type
Nuclear |  | 0 | 0 | 0 | 0 | 0 | 0 | 0 | 0 | 0 | 0 | 0 | 0 | 0 | 0 | 0
Renewable energy |  | 93.5 | 106.6 | 78.2352 | 408.1072 | 3.1776 | 6.0419 | 1.1802 | 32.6484 | 35.0689 | 627.7897 | 0 | 14.3673 | -34.3795 | 18.3775 | 34.3987
Hydro (pumping excluded) |  | 57.5 | 100 | 28.9628 | 0 | 0 | 0 | 0 | 32.43 | 33.7187 | 39.7839 | 0 | -100 | 0 | 0 | 2.0648
Wind |  | 36 | 6.6 | 47.55 | 407.449 | 3.1776 | 6.0419 | 1.1802 | 0.168 | 1.3314 | 588.0058 | 0 | 51.0264 | -34.3689 | -30.1102 | 126.1555
Solar |  | 0 | 0 | 1.7224 | 0.65823 | 0 | 0 | 0 | 0.0504 | 0.018805 | 0 | 0 | 0 | -100 | 0 | -100
Other renewables (tidal etc.) |  | 0 | 0 | 0 | 0 | 0 | 0 | 0 | 0 | 0 | 0 | 0 | 0 | 0 | 0 | 0
Thermal |  | 130.5795 | 406.6397 | 519.0621 | 62.0958 | 20.8258 | 6.2686 | 0 | 278.5296 | 296.7497 | 21.0227 | 0 | -17.1323 | -20.492 | 46.1404 | -22.7708
Solids fired |  | 0 | 33.856 | 0 | 0 | 0 | 0 | 0 | 0 | 0 | 0 | 0 | -100 | 0 | 0 | 0
Oil fired |  | 0 | 0 | 0 | 0 | 0 | 0 | 0 | 0 | 0 | 0 | 0 | 0 | 0 | 0 | 0
Gas fired |  | 120.2531 | 372.7837 | 338.1688 | 0 | 2.9075 | 0 | 0 | 234.985 | 228.2761 | 0.012748 | 0 | -100 | 0 | 0 | -62.5509
Biomass-waste fired |  | 10.3264 | 0 | 180.8933 | 62.0958 | 17.9184 | 6.2686 | 0 | 43.5445 | 68.4736 | 21.0099 | 0 | 0 | -20.492 | 21.3882 | -7.0287
Hydrogen plants |  | 0 | 0 | 0 | 0 | 0 | 0 | 0 | 0 | 0 | 0 | 0 | 0 | 0 | 0 | 0
Geothermal heat |  | 0 | 0 | 0 | 0 | 0 | 0 | 0 | 0 | 0 | 0 | 0 | 0 | 0 | 0 | 0
in Steam Boilers (2) |  | 141.3644 | 191.8095 | 206.2176 | 16.9264 | 28.5195 | 55.542 | 76.3926 | 194.2054 | 197.0766 | 167.645 | 0 | -21.5542 | 12.6174 | 13.335 | -1.4599
Average effective investment expenditure (5) (Euro'13 per KW) |  | 734.9497 | 822.2617 | 347.6786 | 1106.6801 | 290.4365 | 238.4679 | 238.4422 | 330.165 | 387.4344 | 835.2676 | 0 | 3.0152 | -14.2289 | 3.3071 | 9.726
in Power plants (incl. CHP) |  | 1076.6953 | 936.6715 | 1164.8979 | 1759.9249 | 1438.2099 | 2327.1159 | 49.0635 | 610.994 | 625.5361 | 886.9816 | 0 | 6.5101 | 2.833 | -12.5174 | 3.7977
Electricity only power plants |  | 1053.4346 | 924.0715 | 957.9653 | 1732.1798 | 1240.3578 | 3225.1714 | 49.0635 | 82.2899 | 44.3296 | 879.0784 | 0 | 6.4851 | 6.4133 | -30.7086 | 26.7267
CHP power plants |  | 1442.7206 | 1240.7701 | 1204.1015 | 3215.4406 | 1474.0869 | 1834.7124 | 0 | 706.6878 | 810.787 | 1237.039 | 0 | 9.9904 | -5.4563 | -9.0996 | 5.7586
by plant type
Nuclear |  | 0 | 0 | 0 | 0 | 0 | 0 | 0 | 0 | 0 | 0
Renewable energy |  | 1989.3617 | 2422.7273 | 1328.2725 | 1832.1953 | 1240.3578 | 3225.1714 | 49.0635 | 440.0054 | 290.6381 | 880.2916 | 0 | -2.7551 | 5.8176 | -18.061 | 7.1808
Hydro (pumping excluded) |  | 2500 | 2500 | 1113.9557 | 0 | 0 | 0 | 0 | 470 | 381.6825 | 563.0502 | 0 | -100 | 0 | 0 | 1.8228
Wind |  | 1500 | 1650 | 1500 | 1834.3418 | 1240.3578 | 3225.1714 | 49.0635 | 42 | 42 | 915.1795 | 0 | 1.0647 | 5.8053 | -35.2157 | 36.0898
Solar |  | 0 | 0 | 1435.3333 | 1062.5492 | 0 | 0 | 0 | 42 | 30.3562 | 0 | 0 | 0 | -100 | 0 | -100
Other renewables (tidal etc.) |  | 0 | 0 | 0 | 0 | 0 | 0 | 0 | 0 | 0 | 0 | 0 | 0 | 0 | 0 | 0
Thermal |  | 810.4597 | 806.921 | 1143.6952 | 1397.6094 | 1474.0869 | 1834.7124 | 0 | 640.1538 | 724.1453 | 1147.3789 | 0 | 5.6466 | 2.7586 | -9.994 | 6.0089
Solids fired |  | 0 | 1600 | 0 | 0 | 0 | 0 | 0 | 0 | 0 | 0 | 0 | -100 | 0 | 0 | 0
Oil fired |  | 0 | 0 | 0 | 0 | 0 | 0 | 0 | 0 | 0 | 0 | 0 | 0 | 0 | 0 | 0
Gas fired |  | 786.737 | 772.1607 | 817.4252 | 0 | 743.319 | 0 | 0 | 570.5451 | 621.778 | 250 | 0 | -100 | 0 | 0 | -7.9201
Biomass-waste fired |  | 1249.0547 | 0 | 4505.8254 | 1397.6094 | 1753.868 | 1834.7124 | 0 | 1873.9029 | 1605.1519 | 1149.8834 | 0 | 0 | 2.7586 | 0.21158 | -4.7663
Hydrogen plants |  | 0 | 0 | 0 | 0 | 0 | 0 | 0 | 0 | 0 | 0 | 0 | 0 | 0 | 0 | 0
Geothermal heat |  | 0 | 0 | 0 | 0 | 0 | 0 | 0 | 0 | 0 | 0 | 0 | 0 | 0 | 0 | 0
in Steam Boilers (2) |  | 519.9039 | 665.3407 | 349.6762 | 104.6681 | 214.8262 | 204.4599 | 253.5624 | 472.0982 | 725.1301 | 761.4247 | 0 | -16.8855 | 6.925 | 8.7283 | 4.8961
Decomposition of electricity generation costs and prices (6)
Total Electricity Sales (in GWh) |  | 5727.907 | 6215.1163 | 6610.9644 | 7297.2955 | 7877.4142 | 8479.9801 | 8797.628 | 9306.6232 | 9607.3621 | 9994.1382 | 0 | 1.6181 | 1.5134 | 0.93452 | 0.71527
Average cost of electricity generation (Euro'13 per MWhe) |  | 73.2819 | 99.0331 | 65.3864 | 77.6595 | 95.1011 | 96.0444 | 99.5139 | 97.2358 | 107.6464 | 121.2445 | 0 | -2.4019 | 2.1475 | 0.12336 | 2.2312
Annual capital cost |  | 54.5804 | 48.8357 | 20.8519 | 26.4956 | 24.1561 | 22.4049 | 17.1899 | 12.6163 | 10.3409 | 18.1392 | 0 | -5.9316 | -1.663 | -5.5811 | 3.6976
Fixed O&M cost |  | 1.0174 | 2.6953 | 20.0403 | 23.5867 | 26.9146 | 31.1071 | 36.6889 | 42.1919 | 49.7383 | 58.9504 | 0 | 24.224 | 2.8062 | 3.0948 | 3.4012
Variable non fuel cost (7) |  | 0.56395 | 1.0852 | 0.86707 | 0.89895 | 1.2095 | 0.99524 | 1.0784 | 0.97118 | 1.0638 | 1.0298 | 0 | -1.8653 | 1.0228 | -0.24443 | 0.58808
Fuel cost |  | 17.0564 | 45.5064 | 22.204 | 24.3861 | 38.1251 | 35.8948 | 37.6557 | 34.6628 | 37.1694 | 33.3984 | 0 | -6.0478 | 3.9415 | -0.34866 | -0.37089
Tax on fuels and ETS auction payments |  | 0.063745 | 0.91055 | 1.4231 | 2.2922 | 4.6958 | 5.6422 | 6.901 | 6.7937 | 9.334 | 9.7267 | 0 | 9.6717 | 9.4259 | 1.8745 | 3.6539
Additional supply costs (Euro'13 per MWhe) |  | 38.4253 | 38.1176 | 39.615 | 38.0627 | 31.9037 | 37.7784 | 38.0957 | 41.8686 | 38.7077 | 37.2711 | 0 | -0.014415 | -0.074957 | 1.0333 | -1.1564
Transmission, distribution and sales costs |  | 25.3153 | 31.5049 | 25.6626 | 26.787 | 25.9649 | 25.6098 | 25.4566 | 25.6039 | 25.8328 | 28.6516 | 0 | -1.6092 | -0.4484 | -0.0022875 | 1.131
Other costs |  | 13.11 | 6.6128 | 13.9524 | 11.2758 | 5.9389 | 12.1686 | 12.6391 | 16.2647 | 12.8748 | 8.6195 | 0 | 5.4815 | 0.76494 | 2.9439 | -6.1523
Estimation of RES supporting costs passed on to consumers (8) |  | 0 | 0 | 6.2463 | 12.261 | 9.9413 | 7.8931 | 5.5594 | 3.2432 | 0 | 0
Average price of electricity (pre-tax) (Euro'13 per MWhe) |  | 62.0211 | 99.1233 | 95.6796 | 107.5609 | 117.0451 | 121.6533 | 130.0655 | 131.803 | 134.1551 | 134.8078 | 0 | 0.82028 | 1.2388 | 0.80456 | 0.22566
Excise tax and VAT on electricity (Euro'13 per MWhe) |  | 3.4477 | 7.3549 | 5.6945 | 6.44 | 6.884 | 6.9168 | 7.6709 | 7.823 | 8.0784 | 8.0986 | 0 | -1.3195 | 0.71679 | 1.2387 | 0.34682
Average price of electricity (after tax) (Euro'13 per MWhe) |  | 65.4688 | 106.4782 | 101.3742 | 114.0009 | 123.929 | 128.5701 | 137.7363 | 139.626 | 142.2336 | 142.9063 | 0 | 0.685 | 1.2099 | 0.82834 | 0.23249
| 0 | 0 | 0 | 0 | 0 | 0 | 0 | 0 | 0 | 0 | 0 | 0 | 0 | 0 | 0 | 0
(1)Total (and average) costs include all costs related to electricity and steam generation in power plants (including the costs of energy consumed for On Site CHP steam generation), in district heating plants as well as in industrial and refinery boilers; they also include costs for transmission, distribution and net electricity imports
(2) including steam generation in district heating plants as well as in industrial and refinery boilers
(3) including steam generation in CHP power plants
(4) including investment in electricity and steam generation power plants, district heating plants as well as in industrial and refinery boilers.
(5) all types investment included: extension of lifetime, refurbishment, new plants construction
(6) average costs and prices calculated with respect to total electricity sales
(7) includes costs for CO2 storage were applicable
(8) extra costs due to renewable recovery which are passed on to consumers
Source: PRIMES

## pg-indicators
Latvia:Reference scenario(REF2015f) | [15 empty] | POWER GENERATION INDICATORS
| 2000 | 2005 | 2010 | 2015 | 2020 | 2025 | 2030 | 2035 | 2040 | 2045 | 2050 | '00-'10 | '10-'20 | '20-'30 | '30-'40 | '40-'50
Annual % Change
Capacity indicators
Demand side load factor (1) (%)
Electricity | 67.6301 | 67.9037 | 59.7006 | 65.1954 | 66.6013 | 67.9987 | 68.9219 | 69.0174 | 68.2386 | 66.8447 | 66.8414 | -1.2394 | 1.0998 | 0.34308 | -0.099588 | -0.20665
Steam | 69.6196 | 70.339 | 70.925 | 62.1356 | 62.2744 | 62.451 | 62.3224 | 61.8258 | 61.6625 | 61.4559 | 61.4493 | 0.18593 | -1.2923 | 0.0077149 | -0.1064 | -0.034623
System Reserve margin (2) | 1.4359 | 1.5333 | 1.1567 | 2.38 | 2.29 | 2.11 | 2.11 | 1.92 | 1.8 | 1.74 | 1.68 | -2.1394 | 7.0685 | -0.8153 | -1.5765 | -0.68755
Utilisation rate (3) of electric capacities (%)
Net capacity | 20.1621 | 23.3227 | 27.2105 | 20.9303 | 22.8609 | 27.875 | 26.0934 | 28.7715 | 30.0361 | 33.137 | 32.3102 | 3.0434 | -1.7266 | 1.3313 | 1.4171 | 0.73249
Utilisation rate (3) of steam capacities (%) | 61.3161 | 60.02 | 57.5934 | 27.903 | 31.5125 | 31.3145 | 30.9737 | 31.9871 | 37.8963 | 48.2917 | 48.4865 | -0.62438 | -5.852 | -0.17232 | 2.0376 | 2.495
Overall efficiency of net electricity production (4) (%) | 40.2818 | 42.5854 | 46.5265 | 60.008 | 61.766 | 57.1889 | 56.3749 | 58.4082 | 61.5615 | 63.5392 | 67.1299 | 1.4517 | 2.8738 | -0.90914 | 0.88401 | 0.86968
Efficiency of net thermal electricity production (%) | 14.1519 | 15.5 | 26.7213 | 39.7113 | 39.2017 | 40.3502 | 37.9013 | 41.1555 | 44.8055 | 48.7947 | 48.06 | 6.5625 | 3.907 | -0.33678 | 1.6875 | 0.70365
Ratios for electricity and steam (%)
Net imports ratio (5) | 30.165 | 30.4534 | 11.6315 | 25.9898 | 20.1121 | 9.8663 | 20.786 | 19.4393 | 21.8291 | 17.5529 | 12.0391 | -9.0896 | 5.6287 | 0.33011 | 0.49088 | -5.7772
excluding self consumption | 32.6184 | 32.7192 | 12.567 | 27.3888 | 21.1806 | 10.4094 | 21.7563 | 20.5199 | 22.5964 | 18.0365 | 12.3574 | -9.0973 | 5.3588 | 0.26852 | 0.3796 | -5.8568
Electricity losses ratio (6) | 16.7518 | 11.8549 | 9.6619 | 7.3165 | 6.97 | 6.6229 | 6.4413 | 6.207 | 6.2284 | 6.1946 | 6.0284 | -5.3544 | -3.213 | -0.78572 | -0.33564 | -0.32583
excluding self consumption | 18.1142 | 12.7369 | 10.439 | 7.7103 | 7.3403 | 6.9875 | 6.742 | 6.552 | 6.4473 | 6.3652 | 6.1878 | -5.3624 | -3.4604 | -0.84663 | -0.44601 | -0.41002
Self consumption ratio (7) | 10.7834 | 9.9674 | 8.4201 | 6.9013 | 6.2116 | 5.7884 | 5.6305 | 6.5233 | 4.3063 | 3.0605 | 2.6713 | -2.4435 | -2.9962 | -0.97738 | -2.6457 | -4.6628
Shares in net electricity generation
Thermal generation (incl. biomass-waste, geothermal heat) | 24.3089 | 24.5642 | 41.7202 | 43.4653 | 39.5278 | 50.3076 | 46.9121 | 49.4563 | 50.2954 | 54.262 | 44.938 | 5.55 | -0.53835 | 1.7274 | 0.69882 | -1.12
Carbon free generation | 75.6911 | 76.1922 | 59.1204 | 63.2557 | 68.3879 | 57.268 | 61.4007 | 58.4248 | 56.7166 | 54.6917 | 63.8012 | -2.4406 | 1.4669 | -1.072 | -0.7904 | 1.184
Nuclear energy | 0 | 0 | 0 | 0 | 0 | 0 | 0 | 0 | 0 | 0 | 0 | 0 | 0 | 0 | 0 | 0
Hydro and Intermittent Renewables | 75.6911 | 75.4358 | 58.2798 | 56.5347 | 60.4722 | 49.6924 | 53.0879 | 50.5437 | 49.7046 | 45.738 | 55.062 | -2.5802 | 0.36996 | -1.2939 | -0.65636 | 1.0289
Biomass-waste, geothermal heat | 0 | 0.75633 | 0.84058 | 6.7211 | 7.9158 | 7.5756 | 8.3128 | 7.8811 | 7.012 | 8.9538 | 8.7392 | 0 | 25.1387 | 0.49052 | -1.6872 | 2.2264
Electricity from CHP | 35.2304 | 34.0729 | 49.1185 | 37.3039 | 31.7853 | 44.2427 | 40.6751 | 43.5118 | 44.8688 | 49.3846 | 41.5625 | 3.3791 | -4.259 | 2.4968 | 0.98611 | -0.76253
Generation in new plants
Electricity | 0 | 7.8031 | 47.5298 | 50.8482 | 54.8571 | 64.5515 | 61.3196 | 64.64 | 64.1856 | 66.8241 | 69.9606 | 0 | 1.4441 | 1.1199 | 0.45783 | 0.86526
Steam | 0 | 0.63163 | 2.0094 | 96.859 | 97.7492 | 97.0622 | 93.2995 | 97.9437 | 98.8554 | 100 | 100 | 0 | 47.4702 | -0.46481 | 0.5801 | 0.11519
CHP indicators
Net Electricity to steam capacity ratio | 0.33253 | 0.72241 | 1.0272 | 0.38216 | 0.38181 | 0.37675 | 0.37677 | 0.35162 | 0.46293 | 0.67212 | 0.67401 | 11.9386 | -9.4224 | -0.13283 | 2.0809 | 3.8281
Net Electricity to steam generation ratio | 0.38283 | 0.36849 | 0.63881 | 0.44296 | 0.42374 | 0.73626 | 0.65383 | 0.76651 | 0.83984 | 1.0091 | 0.97771 | 5.2536 | -4.0218 | 4.4327 | 2.5352 | 1.5317
Emissions (8)
CO2 emissions (in kt CO2) | 2997.7174 | 2521.1591 | 2576.1607 | 1455.6681 | 1416.4093 | 1948.8073 | 1641.0518 | 1510.4831 | 1314.0348 | 1320.0595 | 1102.1092 | -1.5041 | -5.8064 | 1.483 | -2.1978 | -1.7434
Thermal power plants | 1505.3816 | 1409.0301 | 1886.5446 | 934.5508 | 968.7058 | 1479.9402 | 1333.0946 | 1369.1158 | 1208.7404 | 1258.6625 | 1078.5112 | 2.2827 | -6.4481 | 3.2445 | -0.97446 | -1.1335
of which for On Site CHP steam generation | 41.6273 | 28.82 | 15.7725 | 35.9353 | 11.4206 | 5.8771 | 5.2759 | 4.8728 | 3.0128 | 2.7115 | 2.3748 | -9.2488 | -3.177 | -7.4319 | -5.4488 | -2.3513
District heating units | 1150.1683 | 826.3634 | 505.6437 | 277.8851 | 230.2581 | 259.0153 | 142.8368 | 46.6226 | 46.6226 | 20.7554 | 0 | -7.8897 | -7.5649 | -4.6628 | -10.5922 | -100
Industrial boilers | 342.1675 | 285.7656 | 183.9725 | 243.2322 | 217.4454 | 209.8518 | 165.1204 | 94.7447 | 58.6719 | 40.6417 | 23.5981 | -6.0165 | 1.6857 | -2.7152 | -9.8298 | -8.7055
Refinery boilers | 0 | 0 | 0 | 0 | 0 | 0 | 0 | 0 | 0 | 0 | 0 | 0 | 0 | 0 | 0 | 0
CO2 emissions captured (in kt CO2) | 0 | 0 | 0 | 0 | 0 | 0 | 0 | 0 | 0 | 0 | 0 | 0 | 0 | 0 | 0 | 0
Carbon intensity
Power generation (per MWhe+MWhth) | 0.21245 | 0.16575 | 0.17573 | 0.097535 | 0.089072 | 0.12184 | 0.11551 | 0.1167 | 0.10227 | 0.10029 | 0.080841 | -1.8797 | -6.5693 | 2.6333 | -1.2097 | -2.3244
Thermal power plants (per MWhe+MWhth) | 0.35068 | 0.27258 | 0.26207 | 0.14072 | 0.1361 | 0.17668 | 0.17171 | 0.17223 | 0.15129 | 0.14474 | 0.13174 | -2.8703 | -6.3424 | 2.3513 | -1.2582 | -1.3737
District heating units (per MWhth) | 0.20881 | 0.18069 | 0.15377 | 0.10223 | 0.076191 | 0.084039 | 0.045724 | 0.014812 | 0.014671 | 0.0062101 | 0 | -3.0136 | -6.7811 | -4.9781 | -10.7454 | -100
Industrial boilers (per MWhth) | 0.20734 | 0.13669 | 0.066909 | 0.077443 | 0.062181 | 0.058305 | 0.047169 | 0.029632 | 0.0191 | 0.01322 | 0.0077092 | -10.694 | -0.73021 | -2.7254 | -8.6439 | -8.6732
Refinery boilers (per MWhth) | 0 | 0 | 0 | 0 | 0 | 0 | 0 | 0 | 0 | 0 | 0 | 0 | 0 | 0 | 0 | 0
Emissions index (2000=1)
CO2 emissions | 1 | 0.84103 | 0.85937 | 0.48559 | 0.4725 | 0.6501 | 0.54743 | 0.50388 | 0.43835 | 0.44035 | 0.36765 | -1.5041 | -5.8064 | 1.483 | -2.1978 | -1.7434
SO2 emissions (9) | 1 | 0.59404 | 0.31973 | 1.0563 | 1.1519 | 1.38 | 1.4887 | 1.4147 | 1.0604 | 0.88067 | 0.8131 | -10.7767 | 13.6747 | 2.5977 | -3.3356 | -2.6204
NOx emissions (9) | 1 | 0.62611 | 0.28451 | 0.2478 | 0.35532 | 0.49566 | 0.56752 | 0.62536 | 1.0946 | 1.6374 | 1.8467 | -11.8118 | 2.2471 | 4.794 | 6.7894 | 5.3693
Other indicators
Electricity per capita (KWh per capita)
Production | 1736.5638 | 2180.7119 | 3125.2004 | 2821.4384 | 3462.8528 | 4504.4047 | 4524.6121 | 5043.7236 | 5196.8957 | 5727.9289 | 6461.622 | 6.052 | 1.0312 | 2.7105 | 1.3949 | 2.2021
Final demand | 1878.6541 | 2546.0487 | 2929.8651 | 3335.6377 | 3747.3692 | 4259.8834 | 4883.7138 | 5322.1954 | 5832.9396 | 6273.3253 | 6647.7794 | 4.5442 | 2.4915 | 2.6839 | 1.792 | 1.3162
Distributed steam per capita (KWh per capita)
Production | 3614.7492 | 3739.4768 | 3682.2093 | 3499.2351 | 3921.1771 | 4175.5351 | 4418.336 | 4548.7164 | 4602.2346 | 4811.877 | 4833.7159 | 0.18508 | 0.63077 | 1.2009 | 0.40862 | 0.49194
Final demand | 2921.4829 | 3118.212 | 3152.4976 | 3079.5373 | 3489.9481 | 3758.1169 | 4019.27 | 4181.6334 | 4276.2274 | 4517.0044 | 4583.9525 | 0.76394 | 1.0221 | 1.4222 | 0.62163 | 0.69732
Generation per unit of GDP (in MWh/MEuro'13)
Electricity | 313.7135 | 250.8552 | 351.4856 | 243.4291 | 249.9532 | 274.6374 | 240.2128 | 240.4486 | 224.2593 | 228.259 | 240.6011 | 1.1434 | -3.3515 | -0.3967 | -0.68486 | 0.70585
Distributed steam | 675.3596 | 442.6748 | 421.9137 | 309.2884 | 289.855 | 260.5803 | 240.5563 | 222.126 | 203.1877 | 196.0503 | 183.9901 | -4.5955 | -3.6846 | -1.847 | -1.6741 | -0.98757
(1) demand side load factor = demand/(peak load x 8760hours)
(2) Ratio of confirmed capacity to peak load, where confirmed capacity is calculated by applying capacity credit factors per technology; the capacity credit factors for variable RES are below average annual availability of the corresponding RES resource, in conformity with system reliability and security of supply principles.
(3) utilisation rate = generation/(installed capacity x 8760hours)
(4) including nuclear, hydro, wind, etc.
(5) ratio of imports to electricity supply (in %)
(6) ratio of electricity transmission and distribution losses to electricity supply (in %)
(7) ratio of own consumption to electricity supply (in %)
(8) For total electricity and steam generation, i.e. including On Site CHP steam generation as well as industrial and refinery boilers
(9) The SO2 and NOx indicators relate to gross emissions following electricity and steam production and may not include additional end of pipe technology beyond the requirements of current legislation.
Source: PRIMES

## Explanation
(A) The total output of heat/steam from CHP can be higher than quantities shown here because these only include distributed heat/steam produced by CHP following EUROSTAT convention, according to which fuel consumption corresponding to on site steam/heat produced from CHP is accounted for in the final demand statistics as consumption of individual fuels and not as steam/heat, even if the fuel is in reality used in industrial CHP.
(B) PRIMES does not report separately on industrial waste. In order to ensure a consistent breakdown of supply and demand quanties, industrial waste is shown as part of total waste and of renewables. Given that only biodegradable waste counts towards the renewables targets, the indicators on the share of RES in gross final energy demand have been adjusted to exclude industrial waste. RES indicators have been calculated on the basis of the methodology developed by EUROSTAT, i.e. taking into account normalised hydro and wind production, increased weight for renewable electricity in road transport and aviation cap for gross final energy demand.
(C) For calculation of the RES-E and total RES in gross final energy consumption ratios, energy losses corresponding to hydrogen production from RES, which is stored and later converted back into electricity are excluded from gross electricity consumption and gross final energy consumption.
(D) Power generation includes electricity produced using hydrogen that has been derived from RES for storage purposes; it includes therefore both all the direct production of electricity from RES, which is partly used for transformation into hydrogen for storage purposes, and the indirect production of RES based electricity from that hydrogen; total electricity generation and fuel share numbers are therefore different from those shown in other sheets following a different concept.
Disclaimer: Energy and transport statistics reported in this publication and used for the modelling are mainly based on EUROSTAT and on the publications “EU Energy in Figures” of the Directorate General for Energy and “EU Transport in Figures” of the Directorate General for Mobility and Transport. Energy and transport statistical concepts have developed differently in the past according to their individual purposes. Energy demand in transport reflects usually sales of fuels at the point of refuelling, which can differ from the region of consumption. These differences should be borne in mind when comparing energy and transport figures. This applies in particular to transport activity ratios, such as energy efficiency in freight or passenger transport, which are measured in tonnes of oil equivalent per million tonne-km and in tonnes of oil equivalent per million passenger-km, respectively. For modelling purposes, some assumptions had to be made for calculating air and maritime transport performance and allocating it by MS. The transport volumes (number of passengers and tonnes) and distance matrices have been used for this purpose. By assumption, 50% of the calculated transport performance is allocated to the origin country and 50% to the destination country. The same “50%-50%” principle allocation applies to the EFTA countries and the candidate countries. For the international extra-EU activity, where the corresponding partner is outside EU-28 and is not an EFTA or candidate country, 100% of transport performance is allocated to the declaring EU MS country. These assumptions are used only for modelling purposes and shall be considered as model estimates and not as official data.
Abbreviations
GIC: Gross Inland Consumption
CHP: combined heat and power
Geographical regions
EU27: EU15 Member States + NM12 Member States
EU15: EU15 Member States (Austria, Belgium, Denmark, Finland, France, Germany, Greece, Ireland, Italy, Luxembourg, The Netherlands, Portugal, Spain, Sweden, United Kingdom)
NM12: New Member States (Bulgaria, Cyprus, Czech Republic, Estonia, Hungary, Latvia, Lithuania, Malta, Poland, Romania, Slovakia, Slovenia)
Units
toe: tonne of oil equivalent, or 107 kilocalories, or 41.86 GJ (Gigajoule)
Mtoe: million toe
GW: Gigawatt or 109 watt
kWh: kilowatt-hour or 103 watt-hour
MWh: megawatt-hour or 106 watt-hour
TWh: Terawatt-hour or 1012 watt-hour
t: metric tonnes, or 1000 kilogrammes
Mt: Million metric tonnes
km: kilometre
pkm: passenger-kilometre (one passenger transported a distance of one kilometre)
tkm: tonne-kilometre (one tonne transported a distance of one kilometre)
Gpkm: Giga passenger-kilometre, or 109 passenger-kilometre
Gtkm: Giga tonne-kilometre, or 109 tonne-kilometre