## Cover
Czech Republic:Reference scenario(REF2015f)
Detailed Analytical Results
Primes Ver. 4 Energy Model
E3M Lab
National Technical University of Athens
2016-07-14

## aggregate
Basic Results | [11 empty] | % change per annum
Czech Republic:Reference scenario(REF2015f) | 2000 | 2005 | 2010 | 2015 | 2020 | 2025 | 2030 | 2035 | 2040 | 2045 | 2050 | 2000-2010 | 2010-2030 | 2030-2050
Total Primary Energy (Mtoe) | 41.0968 | 45.1236 | 44.6812 | 41.1221 | 40.9947 | 41.4729 | 41.2022 | 40.0958 | 38.3581 | 38.8635 | 40.3435 | 0.83973 | -0.40448 | -0.10525
GDP (in 000 M€13) | 112.3438 | 137.2741 | 156.7089 | 164.7384 | 180.8171 | 196.5944 | 215.6296 | 235.16 | 254.5946 | 276.0691 | 297.2386 | 3.3843 | 1.6087 | 1.6178
CO2 Emissions (Mt of CO2) | 125.7438 | 124.2875 | 114.5582 | 102.9313 | 99.5603 | 99.1425 | 96.0651 | 80.7063 | 61.3723 | 54.5495 | 50.5664 | -0.92731 | -0.87643 | -3.1578
Energy Intensity (toe/M€13) | 365.8128 | 328.7117 | 285.1222 | 249.6203 | 226.7191 | 210.9566 | 191.0787 | 170.5043 | 150.6635 | 140.7745 | 135.7278 | -2.4612 | -1.9813 | -1.6956
Carbon Intensity of GDP (t of CO2/M€13) | 1119.277 | 905.3967 | 731.0256 | 624.8164 | 550.6131 | 504.2996 | 445.5097 | 343.1975 | 241.059 | 197.5938 | 170.1205 | -4.1704 | -2.4457 | -4.6995
Carbon/Energy (t of CO2/toe of GIC) | 3.0597 | 2.7544 | 2.5639 | 2.5031 | 2.4286 | 2.3905 | 2.3316 | 2.0128 | 1.6 | 1.4036 | 1.2534 | -1.7523 | -0.47386 | -3.0557
Indicators (1995 = 100) | [11 empty] | % change per annum
Czech Republic:Reference scenario(REF2015f) | 2000 | 2005 | 2010 | 2015 | 2020 | 2025 | 2030 | 2035 | 2040 | 2045 | 2050 | 2000-2010 | 2010-2030 | 2030-2050
Total Primary Energy | 98.5258 | 108.1797 | 107.1191 | 98.5864 | 98.281 | 99.4275 | 98.7786 | 96.126 | 91.9601 | 93.1716 | 96.72 | 0.83973 | -0.40448 | -0.10525
GDP | 109.5411 | 133.8495 | 152.7994 | 160.6286 | 176.3062 | 191.6899 | 210.2502 | 229.2934 | 248.2431 | 269.1819 | 289.8233 | 3.3843 | 1.6087 | 1.6178
CO2 Emissions (1990=100) | 86.8449 | 85.8391 | 79.1196 | 71.0894 | 68.7612 | 68.4727 | 66.3473 | 55.7398 | 42.3867 | 37.6746 | 34.9236 | -0.92731 | -0.87643 | -3.1578
Energy Intensity | 89.9442 | 80.8219 | 70.1044 | 61.3753 | 55.7445 | 51.8689 | 46.9814 | 41.9227 | 37.0444 | 34.6129 | 33.372 | -2.4612 | -1.9813 | -1.6956
Carbon/Energy | 98.1663 | 88.3706 | 82.2594 | 80.3076 | 77.9188 | 76.6972 | 74.8047 | 64.5792 | 51.3333 | 45.0333 | 40.2135 | -1.7523 | -0.47386 | -3.0557
Energy Intensity Indicators (2000 = 100) | [11 empty] | % change per annum
Czech Republic:Reference scenario(REF2015f) | 2000 | 2005 | 2010 | 2015 | 2020 | 2025 | 2030 | 2035 | 2040 | 2045 | 2050 | 2000-2010 | 2010-2030 | 2030-2050
Industry | 100 | 68.9993 | 44.1628 | 42.6809 | 40.5888 | 36.9528 | 33.1903 | 29.2212 | 26.4846 | 24.9076 | 23.5657 | -7.8478 | -1.418 | -1.6978
Residential | 100 | 86.6078 | 80.3885 | 74.6008 | 69.6143 | 62.712 | 55.2025 | 50.2213 | 45.7973 | 42.2513 | 39.4434 | -2.1593 | -1.8618 | -1.6667
Tertiary | 100 | 81.7383 | 76.1725 | 73.2409 | 66.5693 | 60.3816 | 53.7715 | 48.2702 | 44.6989 | 41.5779 | 38.7024 | -2.685 | -1.7262 | -1.6308
Transport | 100 | 114.1973 | 102.9987 | 98.5834 | 92.0352 | 84.283 | 78.3723 | 74.3352 | 70.5024 | 66.8507 | 63.7868 | 0.2959 | -1.3569 | -1.0243
Total Primary Energy (Mtoe) | [11 empty] | % change per annum
Czech Republic:Reference scenario(REF2015f) | 2000 | 2005 | 2010 | 2015 | 2020 | 2025 | 2030 | 2035 | 2040 | 2045 | 2050 | 2000-2010 | 2010-2030 | 2030-2050
Solids | 21.6429 | 20.2475 | 18.3639 | 15.0607 | 14.9556 | 14.699 | 13.914 | 10.2115 | 5.3319 | 3.468 | 5.6218 | -1.6295 | -1.3779 | -4.4301
Oil | 7.8807 | 9.8989 | 9.3055 | 8.9651 | 8.8213 | 8.8845 | 9.0312 | 9.2663 | 9.4345 | 9.6508 | 9.7884 | 1.6758 | -0.14949 | 0.40339
Natural gas | 7.5002 | 7.7034 | 8.0696 | 7.7974 | 7.1896 | 7.5163 | 7.64 | 7.6689 | 8.0372 | 8.4211 | 7.7104 | 0.73443 | -0.27316 | 0.045844
Nuclear | 3.5056 | 6.4049 | 7.2477 | 6.7982 | 6.7982 | 6.7982 | 6.7982 | 8.9573 | 11.1163 | 12.4723 | 12.1272 | 7.5335 | -0.31959 | 2.9362
Electricity | -0.8613 | -1.0863 | -1.2853 | -1.0203 | -0.59059 | -0.61393 | -0.65218 | -0.73361 | -0.6832 | -0.68407 | -0.65764 | 4.0842 | -3.3353 | 0.041707
Renewables | 1.4287 | 1.9552 | 2.9798 | 3.5209 | 3.8206 | 4.1887 | 4.471 | 4.7254 | 5.1214 | 5.5354 | 5.7534 | 7.6278 | 2.0494 | 1.269
Total Primary Energy | 41.0968 | 45.1236 | 44.6812 | 41.1221 | 40.9947 | 41.4729 | 41.2022 | 40.0958 | 38.3581 | 38.8635 | 40.3435 | 0.83973 | -0.40448 | -0.10525
Total Primary Energy in % | [11 empty] | % difference
Czech Republic:Reference scenario(REF2015f) | 2000 | 2005 | 2010 | 2015 | 2020 | 2025 | 2030 | 2035 | 2040 | 2045 | 2050 | 2000-2010 | 2010-2030 | 2030-2050
Solids | 52.6632 | 44.8712 | 41.0998 | 36.6243 | 36.4817 | 35.4425 | 33.77 | 25.4678 | 13.9002 | 8.9235 | 13.9347 | -11.5634 | -7.3298 | -19.8353
Oil | 19.1759 | 21.9373 | 20.8264 | 21.8012 | 21.5182 | 21.4223 | 21.9192 | 23.1105 | 24.5958 | 24.8325 | 24.2627 | 1.6505 | 1.0928 | 2.3435
Natural gas | 18.2501 | 17.0718 | 18.0604 | 18.9617 | 17.5379 | 18.1235 | 18.5427 | 19.1265 | 20.953 | 21.6684 | 19.1117 | -0.18969 | 0.48229 | 0.56905
Nuclear | 8.5301 | 14.1941 | 16.2209 | 16.5319 | 16.5832 | 16.392 | 16.4997 | 22.3397 | 28.9804 | 32.0925 | 30.0599 | 7.6908 | 0.27879 | 13.5602
Electricity | -2.0958 | -2.4074 | -2.8766 | -2.4811 | -1.4407 | -1.4803 | -1.5829 | -1.8296 | -1.7811 | -1.7602 | -1.6301 | -0.78082 | 1.2937 | -0.047228
Renewables | 3.4764 | 4.333 | 6.669 | 8.562 | 9.3196 | 10.1 | 10.8512 | 11.7852 | 13.3517 | 14.2433 | 14.2611 | 3.1926 | 4.1822 | 3.4098
Primary Energy Supply (Mtoe) | [11 empty] | % change per annum
Czech Republic:Reference scenario(REF2015f) | 2000 | 2005 | 2010 | 2015 | 2020 | 2025 | 2030 | 2035 | 2040 | 2045 | 2050 | 2000-2010 | 2010-2030 | 2030-2050
Production Oil&Gas | 0.5557 | 0.7446 | 0.4917 | 0.41453 | 0.40238 | 0.38942 | 0.36574 | 0.16305 | 0.16249 | 0.1621 | 0.15282 | -1.2161 | -1.4688 | -4.2694
Production Solids | 25.0486 | 23.57 | 20.7299 | 16.5239 | 16.9154 | 17.4159 | 16.3843 | 12.1346 | 6.5293 | 4.5498 | 6.7221 | -1.8746 | -1.1694 | -4.3569
Production RES | 1.426 | 2.1419 | 3.1005 | 3.5597 | 3.748 | 4.1389 | 4.4214 | 4.6702 | 5.0604 | 5.4916 | 5.706 | 8.0765 | 1.7902 | 1.2836
Production Nuclear | 3.5056 | 6.4049 | 7.2477 | 6.7982 | 6.7982 | 6.7982 | 6.7982 | 8.9573 | 11.1163 | 12.4723 | 12.1272 | 7.5335 | -0.31959 | 2.9362
Net Imports Oil&Gas | 14.9939 | 17.1834 | 15.8202 | 16.348 | 15.6085 | 16.0114 | 16.3055 | 16.7722 | 17.3092 | 17.9097 | 17.346 | 0.53788 | 0.15117 | 0.30978
Net Imports Solids | -4.7214 | -3.2697 | -2.9684 | -1.4633 | -1.9598 | -2.7169 | -2.4703 | -1.9231 | -1.1975 | -1.0818 | -1.1003 | -4.5348 | -0.91417 | -3.963
Net Imports Electricity | -0.8613 | -1.0863 | -1.2853 | -1.0203 | -0.59059 | -0.61393 | -0.65218 | -0.73361 | -0.6832 | -0.68407 | -0.65764 | 4.0842 | -3.3353 | 0.041707
Net Imports RES | 0.0027 | -0.1867 | -0.1192 | -0.038862 | 0.072599 | 0.049828 | 0.049601 | 0.055201 | 0.061024 | 0.043825 | 0.047398 | 0 | 0 | -0.2269
Primary Energy Supply | 39.9498 | 45.5021 | 43.0171 | 41.1221 | 40.9947 | 41.4729 | 41.2022 | 40.0958 | 38.3581 | 38.8635 | 40.3435 | 0.74248 | -0.2153 | -0.10525
Primary Energy Production | 30.5359 | 32.8614 | 31.5698 | 27.2964 | 27.864 | 28.7425 | 27.9697 | 25.9251 | 22.8686 | 22.6758 | 24.7082 | 0.33353 | -0.60357 | -0.61802
Primary Energy Supply in % | [11 empty] | % difference
Czech Republic:Reference scenario(REF2015f) | 2000 | 2005 | 2010 | 2015 | 2020 | 2025 | 2030 | 2035 | 2040 | 2045 | 2050 | 2000-2010 | 2010-2030 | 2030-2050
Production Oil&Gas | 1.391 | 1.6364 | 1.143 | 1.008 | 0.98155 | 0.93898 | 0.88768 | 0.40666 | 0.42362 | 0.41711 | 0.37881 | -0.24796 | -0.25536 | -0.50887
Production Solids | 62.7002 | 51.7998 | 48.1899 | 40.1826 | 41.2625 | 41.9936 | 39.7656 | 30.2639 | 17.0221 | 11.7072 | 16.6621 | -14.5103 | -8.4243 | -23.1035
Production RES | 3.5695 | 4.7073 | 7.2076 | 8.6565 | 9.1425 | 9.9798 | 10.7309 | 11.6475 | 13.1926 | 14.1305 | 14.1436 | 3.6381 | 3.5233 | 3.4127
Production Nuclear | 8.775 | 14.0761 | 16.8484 | 16.5319 | 16.5832 | 16.392 | 16.4997 | 22.3397 | 28.9804 | 32.0925 | 30.0599 | 8.0734 | -0.34871 | 13.5602
Net Imports Oil&Gas | 37.5319 | 37.764 | 36.7765 | 39.7549 | 38.0745 | 38.6069 | 39.5742 | 41.8303 | 45.1252 | 46.0837 | 42.9956 | -0.75531 | 2.7977 | 3.4214
Net Imports Solids | -11.8183 | -7.1858 | -6.9005 | -3.5583 | -4.7807 | -6.5511 | -5.9956 | -4.7962 | -3.1219 | -2.7837 | -2.7274 | 4.9178 | 0.9049 | 3.2682
Net Imports Electricity | -2.156 | -2.3874 | -2.9879 | -2.4811 | -1.4407 | -1.4803 | -1.5829 | -1.8296 | -1.7811 | -1.7602 | -1.6301 | -0.83193 | 1.405 | -0.047228
Net Imports RES | 0.0067585 | -0.41031 | -0.2771 | -0.094503 | 0.17709 | 0.12015 | 0.12038 | 0.13767 | 0.15909 | 0.11277 | 0.11749 | -0.28386 | 0.39748 | -0.0028984
Total Import Dependence | 22.9066 | 28.0135 | 25.6199 | 33.621 | 32.0302 | 30.6956 | 32.1161 | 35.3422 | 40.3813 | 41.6526 | 38.7556 | 2.7133 | 6.4962 | 6.6395
Oil and gas import share in primary supply | 37.5319 | 37.764 | 36.7765 | 39.7549 | 38.0745 | 38.6069 | 39.5742 | 41.8303 | 45.1252 | 46.0837 | 42.9956 | -0.75531 | 2.7977 | 3.4214
Total Final Energy by Sector (Mtoe) | [11 empty] | % change per annum
Czech Republic:Reference scenario(REF2015f) | 2000 | 2005 | 2010 | 2015 | 2020 | 2025 | 2030 | 2035 | 2040 | 2045 | 2050 | 2000-2010 | 2010-2030 | 2030-2050
Heavy Industry | 6.4203 | 6.7477 | 5.0145 | 5.0786 | 5.1381 | 4.9773 | 4.7642 | 4.3886 | 4.0655 | 4.0342 | 4.038 | -2.441 | -0.2557 | -0.82355
Other Industries | 3.7087 | 2.9337 | 2.9186 | 2.8041 | 3.0552 | 3.0298 | 3.1216 | 3.1553 | 3.2988 | 3.4924 | 3.6305 | -2.3673 | 0.33684 | 0.75789
Residential | 6.1495 | 6.3452 | 6.6647 | 6.3399 | 6.5607 | 6.5488 | 6.4414 | 6.5087 | 6.5421 | 6.6609 | 6.8119 | 0.80779 | -0.17025 | 0.28002
Tertiary | 4.1509 | 3.9043 | 3.9793 | 4.098 | 4.1136 | 4.093 | 4.0245 | 3.9729 | 4.0103 | 4.0705 | 4.1074 | -0.4213 | 0.056532 | 0.10192
Transport | 4.3681 | 6.0952 | 6.2758 | 6.3145 | 6.4705 | 6.4425 | 6.5707 | 6.7968 | 6.9791 | 7.1757 | 7.3719 | 3.6902 | 0.22989 | 0.5769
Total Final Energy | 24.7975 | 26.0261 | 24.8529 | 24.6351 | 25.338 | 25.0914 | 24.9225 | 24.8223 | 24.8956 | 25.4337 | 25.9596 | 0.022319 | 0.013987 | 0.20406
Total Final Energy by Sector in % | [11 empty] | % difference
Czech Republic:Reference scenario(REF2015f) | 2000 | 2005 | 2010 | 2015 | 2020 | 2025 | 2030 | 2035 | 2040 | 2045 | 2050 | 2000-2010 | 2010-2030 | 2030-2050
Heavy Industry | 25.8909 | 25.9267 | 20.1767 | 20.6154 | 20.2782 | 19.8367 | 19.116 | 17.68 | 16.3301 | 15.8616 | 15.5547 | -5.7142 | -1.0607 | -3.5613
Other Industries | 14.9559 | 11.2721 | 11.7435 | 11.3825 | 12.0576 | 12.075 | 12.5254 | 12.7116 | 13.2504 | 13.7312 | 13.9851 | -3.2124 | 0.78188 | 1.4597
Residential | 24.7989 | 24.3801 | 26.8166 | 25.7351 | 25.8926 | 26.0997 | 25.8457 | 26.2211 | 26.2779 | 26.1891 | 26.2404 | 2.0177 | -0.97087 | 0.39469
Tertiary | 16.7392 | 15.0015 | 16.0114 | 16.6346 | 16.2349 | 16.3124 | 16.1482 | 16.0056 | 16.1083 | 16.0045 | 15.8222 | -0.72778 | 0.13678 | -0.32603
Transport | 17.6151 | 23.4196 | 25.2518 | 25.6323 | 25.5367 | 25.6762 | 26.3647 | 27.3817 | 28.0333 | 28.2135 | 28.3976 | 7.6367 | 1.1129 | 2.0329
Total Final Energy by Fuel (Mtoe) | [11 empty] | % change per annum
Czech Republic:Reference scenario(REF2015f) | 2000 | 2005 | 2010 | 2015 | 2020 | 2025 | 2030 | 2035 | 2040 | 2045 | 2050 | 2000-2010 | 2010-2030 | 2030-2050
Solids | 5.1337 | 3.7689 | 2.4244 | 2.6163 | 2.3076 | 1.9943 | 1.6941 | 1.3151 | 0.9544 | 0.81326 | 0.69149 | -7.2279 | -1.7762 | -4.3814
Oil | 5.3218 | 6.8174 | 6.5407 | 6.3655 | 6.1623 | 6.1304 | 6.18 | 6.3219 | 6.413 | 6.5337 | 6.6662 | 2.0837 | -0.28325 | 0.37937
Gas | 6.4909 | 6.7406 | 6.6617 | 6.128 | 6.3473 | 6.1925 | 6.0165 | 5.7977 | 5.7459 | 5.8912 | 5.978 | 0.26007 | -0.50805 | -0.032083
Electricity | 4.246 | 4.7542 | 4.9187 | 5.0117 | 5.2491 | 5.5133 | 5.687 | 5.9223 | 6.1765 | 6.5071 | 6.8013 | 1.4815 | 0.72837 | 0.89866
Steam Distrib.(A) | 2.6237 | 2.4778 | 2.2492 | 2.1021 | 2.2883 | 2.4165 | 2.4458 | 2.4782 | 2.4824 | 2.4585 | 2.4944 | -1.5283 | 0.41996 | 0.09839
Renewables | 0.9814 | 1.4672 | 2.0582 | 2.4113 | 2.9834 | 2.8443 | 2.899 | 2.9871 | 3.1234 | 3.23 | 3.3282 | 7.6872 | 1.7275 | 0.69259
Total Final Energy | 24.7975 | 26.0261 | 24.8529 | 24.6351 | 25.338 | 25.0914 | 24.9225 | 24.8223 | 24.8956 | 25.4337 | 25.9596 | 0.022319 | 0.013987 | 0.20406
Total Final Energy by Fuel in % | [11 empty] | % difference
Czech Republic:Reference scenario(REF2015f) | 2000 | 2005 | 2010 | 2015 | 2020 | 2025 | 2030 | 2035 | 2040 | 2045 | 2050 | 2000-2010 | 2010-2030 | 2030-2050
Solids | 20.7025 | 14.4812 | 9.755 | 10.6202 | 9.1073 | 7.9482 | 6.7975 | 5.2979 | 3.8336 | 3.1976 | 2.6637 | -10.9475 | -2.9575 | -4.1338
Oil | 21.461 | 26.1945 | 26.3177 | 25.8394 | 24.3203 | 24.4325 | 24.7967 | 25.4686 | 25.7594 | 25.6892 | 25.679 | 4.8566 | -1.5209 | 0.88223
Gas | 26.1756 | 25.8994 | 26.8045 | 24.8753 | 25.0505 | 24.6799 | 24.1408 | 23.3569 | 23.0799 | 23.1628 | 23.0282 | 0.6289 | -2.6637 | -1.1127
Electricity | 17.1227 | 18.267 | 19.7913 | 20.3439 | 20.7163 | 21.9727 | 22.8189 | 23.8587 | 24.8097 | 25.5845 | 26.1997 | 2.6686 | 3.0276 | 3.3808
Steam Distrib.(A) | 10.5805 | 9.5204 | 9.0501 | 8.533 | 9.0311 | 9.6309 | 9.8138 | 9.9838 | 9.9712 | 9.6662 | 9.6089 | -1.5305 | 0.76376 | -0.20492
Renewables | 3.9577 | 5.6374 | 8.2815 | 9.7882 | 11.7745 | 11.3357 | 11.6322 | 12.0341 | 12.5461 | 12.6997 | 12.8206 | 4.3239 | 3.3507 | 1.1883
Energy related CO2 Emissions (Mt) | [11 empty] | % change per annum
Czech Republic:Reference scenario(REF2015f) | 2000 | 2005 | 2010 | 2015 | 2020 | 2025 | 2030 | 2035 | 2040 | 2045 | 2050 | 2000-2010 | 2010-2030 | 2030-2050
Power and Distr. Steam | 66.8331 | 66.1936 | 63.235 | 52.9438 | 51.5097 | 53.1511 | 51.9343 | 38.7895 | 21.8057 | 15.1104 | 10.999 | -0.55188 | -0.97956 | -7.4674
Energy Branch | 2.5988 | 2.2368 | 3.0568 | 2.7065 | 2.5912 | 2.5241 | 2.4408 | 2.1449 | 1.5624 | 1.4587 | 1.5777 | 1.6367 | -1.1189 | -2.1581
Industry | 28.272 | 24.7352 | 17.4967 | 17.0225 | 16.2497 | 14.898 | 13.2366 | 11.2609 | 9.5348 | 9.3986 | 9.1324 | -4.6853 | -1.3854 | -1.8387
Residential | 8.8153 | 8.4135 | 8.264 | 7.848 | 7.5076 | 7.2539 | 7.084 | 6.8857 | 6.5475 | 6.2958 | 6.1686 | -0.64363 | -0.76741 | -0.68942
Tertiary | 6.7766 | 4.9371 | 4.8582 | 4.8208 | 4.6623 | 4.2915 | 4.0652 | 3.7839 | 3.6675 | 3.6084 | 3.5779 | -3.2733 | -0.88701 | -0.63649
Transport | 12.4481 | 17.7713 | 17.6474 | 17.5897 | 17.0397 | 17.0239 | 17.304 | 17.8414 | 18.2545 | 18.6776 | 19.1107 | 3.5518 | -0.098204 | 0.49779
Total energy related CO2 Emissions | 125.7438 | 124.2875 | 114.5582 | 102.9313 | 99.5603 | 99.1425 | 96.0651 | 80.7063 | 61.3723 | 54.5495 | 50.5664 | -0.92731 | -0.87643 | -3.1578
ETS excluding aviation | 0 | 84.9652 | 77.8758 | 67.2299 | 64.7426 | 65.539 | 63.1158 | 48.3132 | 29.1756 | 22.0109 | 17.7401 | 0 | -1.0452 | -6.1486
Aviation | 0 | 1.0296 | 1.026 | 1.0384 | 1.1207 | 1.2166 | 1.3269 | 1.4181 | 1.5004 | 1.582 | 1.6453 | 0 | 1.2943 | 1.0812
non - ETS | 0 | 38.2927 | 35.6565 | 34.6629 | 33.6969 | 32.3869 | 31.6224 | 30.975 | 30.6963 | 30.9566 | 31.181 | 0 | -0.59854 | -0.070255
Energy related CO2 Emissions in % | [11 empty] | % difference
Czech Republic:Reference scenario(REF2015f) | 2000 | 2005 | 2010 | 2015 | 2020 | 2025 | 2030 | 2035 | 2040 | 2045 | 2050 | 2000-2010 | 2010-2030 | 2030-2050
Power and Distr. Steam | 53.1502 | 53.2584 | 55.199 | 51.4361 | 51.7372 | 53.6109 | 54.0616 | 48.0625 | 35.5302 | 27.7004 | 21.7517 | 2.0488 | -1.1374 | -32.31
Energy Branch | 2.0667 | 1.7997 | 2.6684 | 2.6294 | 2.6027 | 2.5459 | 2.5408 | 2.6577 | 2.5457 | 2.674 | 3.1201 | 0.60166 | -0.12757 | 0.57929
Industry | 22.4838 | 19.9016 | 15.2732 | 16.5378 | 16.3215 | 15.0269 | 13.7788 | 13.9529 | 15.536 | 17.2296 | 18.0602 | -7.2106 | -1.4944 | 4.2814
Residential | 7.0105 | 6.7694 | 7.2138 | 7.6245 | 7.5408 | 7.3166 | 7.3742 | 8.5318 | 10.6685 | 11.5414 | 12.1991 | 0.20334 | 0.16035 | 4.8249
Tertiary | 5.3892 | 3.9723 | 4.2408 | 4.6835 | 4.6829 | 4.3286 | 4.2318 | 4.6885 | 5.9758 | 6.615 | 7.0756 | -1.1484 | -0.0090486 | 2.8438
Transport | 9.8996 | 14.2985 | 15.4048 | 17.0888 | 17.115 | 17.1711 | 18.0128 | 22.1066 | 29.7439 | 34.2397 | 37.7934 | 5.5052 | 2.6081 | 19.7805
ETS excluding aviation | 0 | 68.3618 | 67.9792 | 65.3154 | 65.0286 | 66.1058 | 65.7011 | 59.863 | 47.5388 | 40.3503 | 35.0828 | 67.9792 | -2.2781 | -30.6183
Aviation | 0 | 0.82838 | 0.89559 | 1.0088 | 1.1257 | 1.2271 | 1.3813 | 1.7572 | 2.4447 | 2.9001 | 3.2537 | 0.89559 | 0.48566 | 1.8725
non - ETS | 0 | 30.8098 | 31.1252 | 33.6758 | 33.8457 | 32.6671 | 32.9177 | 38.3799 | 50.0165 | 56.7495 | 61.6635 | 31.1252 | 1.7924 | 28.7458
Power Generation (TWh net) | [11 empty] | % change per annum
Czech Republic:Reference scenario(REF2015f) | 2000 | 2005 | 2010 | 2015 | 2020 | 2025 | 2030 | 2035 | 2040 | 2045 | 2050 | 2000-2010 | 2010-2030 | 2030-2050
From Solids | 48.5248 | 45.026 | 42.71 | 37 | 37.7417 | 36.6123 | 34.8367 | 25.7405 | 12.9568 | 6.2664 | 14.1194 | -1.2683 | -1.0136 | -4.4152
From Oil | 0.3395 | 0.30043 | 0.14652 | 0.22643 | 0 | 0 | 0 | 0 | 0 | 0 | 0 | -8.0598 | -100 | 0
From Gas | 3.6504 | 3.9035 | 3.8544 | 5.6521 | 3.4482 | 6.4563 | 9.7645 | 11.8222 | 14.838 | 16.2019 | 11.5481 | 0.54527 | 4.7574 | 0.84238
From Nuclear | 12.709 | 23.255 | 26.44 | 26.3498 | 26.3498 | 26.3498 | 26.3498 | 35.8898 | 45.4298 | 51.8569 | 51.6911 | 7.6007 | -0.01709 | 3.4265
From RES | 2.2379 | 3.0629 | 5.7286 | 7.0794 | 6.5346 | 8.0969 | 9.1173 | 10.2054 | 12.4956 | 15.3022 | 15.755 | 9.8552 | 2.3508 | 2.7726
Total Power Generation | 67.4616 | 75.5478 | 78.8794 | 76.3076 | 74.0743 | 77.5152 | 80.0683 | 83.6578 | 85.7201 | 89.6274 | 93.1136 | 1.5759 | 0.074824 | 0.75756
Net Power Generation in % | [11 empty] | % difference
Czech Republic:Reference scenario(REF2015f) | 2000 | 2005 | 2010 | 2015 | 2020 | 2025 | 2030 | 2035 | 2040 | 2045 | 2050 | 2000-2010 | 2010-2030 | 2030-2050
From Solids | 71.9295 | 59.5994 | 54.1459 | 48.4879 | 50.9512 | 47.2323 | 43.5087 | 30.7688 | 15.1153 | 6.9916 | 15.1637 | -17.7837 | -10.6371 | -28.3451
From Oil | 0.50325 | 0.39766 | 0.18575 | 0.29673 | 0 | 0 | 0 | 0 | 0 | 0 | 0 | -0.3175 | -0.18575 | 0
From Gas | 5.4111 | 5.1669 | 4.8865 | 7.4069 | 4.6551 | 8.3291 | 12.1952 | 14.1316 | 17.3098 | 18.077 | 12.4022 | -0.52463 | 7.3087 | 0.20697
From Nuclear | 18.8389 | 30.7818 | 33.5195 | 34.531 | 35.5721 | 33.993 | 32.9091 | 42.9007 | 52.9978 | 57.8583 | 55.514 | 14.6807 | -0.61038 | 22.6049
From RES | 3.3173 | 4.0542 | 7.2624 | 9.2774 | 8.8216 | 10.4455 | 11.3869 | 12.1989 | 14.5771 | 17.0731 | 16.9202 | 3.9451 | 4.1245 | 5.5332
Power Capacity (GW net) | [11 empty] | % change per annum
Czech Republic:Reference scenario(REF2015f) | 2000 | 2005 | 2010 | 2015 | 2020 | 2025 | 2030 | 2035 | 2040 | 2045 | 2050 | 2000-2010 | 2010-2030 | 2030-2050
Solids | 9.8232 | 9.935 | 9.5713 | 9.6564 | 9.4866 | 9.414 | 8.7973 | 5.3637 | 2.3035 | 1.8807 | 3.0976 | -0.25937 | -0.42077 | -5.0852
Oil | 0.13991 | 0.13991 | 0.11664 | 0.13393 | 0.07185 | 0.063702 | 0.063702 | 0.027602 | 0.0238 | 0.0238 | 0.0238 | -1.803 | -2.979 | -4.8034
Gas | 1.0967 | 1.1099 | 1.1759 | 1.2205 | 0.93272 | 1.4188 | 1.7827 | 1.9614 | 2.7486 | 3.1673 | 3.153 | 0.70002 | 2.102 | 2.8922
Nuclear | 1.9584 | 4.0061 | 4.0061 | 4.0061 | 4.0061 | 4.0061 | 4.0061 | 5.2061 | 6.4061 | 7.1165 | 6.8477 | 7.4192 | 0 | 2.7167
RES | 0.97206 | 1.1232 | 3.1252 | 3.799 | 4.0736 | 4.1705 | 4.2612 | 4.3473 | 4.68 | 5.1961 | 5.9614 | 12.3878 | 1.5623 | 1.693
Total Power Generation excl.generation for RES storage | 13.9902 | 16.3141 | 17.9952 | 18.8159 | 18.5709 | 19.0731 | 18.9109 | 16.9061 | 16.162 | 17.3844 | 19.0835 | 2.5494 | 0.24847 | 0.045436
Net Power Capacity in % | [11 empty] | % difference
Czech Republic:Reference scenario(REF2015f) | 2000 | 2005 | 2010 | 2015 | 2020 | 2025 | 2030 | 2035 | 2040 | 2045 | 2050 | 2000-2010 | 2010-2030 | 2030-2050
Solids | 70.2145 | 60.8985 | 53.1882 | 51.3206 | 51.0833 | 49.3573 | 46.5196 | 31.7266 | 14.2524 | 10.8183 | 16.232 | -17.0262 | -6.6686 | -30.2875
Oil | 1.0001 | 0.85762 | 0.64816 | 0.71179 | 0.3869 | 0.33399 | 0.33685 | 0.16327 | 0.14726 | 0.13691 | 0.12472 | -0.35191 | -0.3113 | -0.21214
Gas | 7.839 | 6.8031 | 6.5347 | 6.4864 | 5.0224 | 7.4387 | 9.4266 | 11.6018 | 17.0065 | 18.2193 | 16.5219 | -1.3043 | 2.8919 | 7.0953
Nuclear | 13.9983 | 24.556 | 22.2619 | 21.291 | 21.5718 | 21.0039 | 21.184 | 30.7942 | 39.6368 | 40.9359 | 35.8827 | 8.2636 | -1.078 | 14.6988
RES | 6.9481 | 6.8848 | 17.367 | 20.1902 | 21.9356 | 21.8662 | 22.533 | 25.7142 | 28.9572 | 29.8895 | 31.2386 | 10.4189 | 5.166 | 8.7056
Net Power Capacity Investment (GW net) | [11 empty] | Total in GW
Czech Republic:Reference scenario(REF2015f) |  | 00-05 | 05-10 | 10-15 | 15-20 | 20-25 | 25-30 | 30-35 | 35-40 | 40-45 | 45-50 | 2000-2010 | 2010-2030 | 2030-2050
Solids |  | 0.11185 | 0.061965 | 0.18175 | 4.1879 | 3.0558 | 0.11653 | 0.079389 | 0.16651 | 0.58924 | 1.3913 | 0.17382 | 7.542 | 2.2265
Oil |  | 0 | 0 | 0.02133 | 0.019 | 0 | 0 | 0 | 0 | 0 | 0.00247 | 0 | 0.04033 | 0.00247
Gas |  | 0.018542 | 0.070995 | 0.056652 | 0.14075 | 0.49999 | 0.79786 | 0.40449 | 0.87755 | 0.57425 | 0.019342 | 0.089537 | 1.4952 | 1.8756
Nuclear |  | 2.0477 | 0 | 0 | 0 | 0.4896 | 1.4688 | 1.2 | 1.2 | 1.2 | 1.2 | 2.0477 | 1.9584 | 4.8
RES |  | 0.15114 | 2.0026 | 0.70473 | 0.27492 | 0.097901 | 0.096078 | 1.8333 | 1.0866 | 0.79775 | 2.7823 | 2.1537 | 1.1736 | 6.5
Total net power capacity investment |  | 2.3292 | 2.1355 | 0.96447 | 4.6226 | 4.1433 | 2.4793 | 3.5172 | 3.3307 | 3.1612 | 5.3955 | 4.4647 | 12.2096 | 15.4046
Power Generation Indicators (%) | [11 empty] | % difference
Czech Republic:Reference scenario(REF2015f) | 2000 | 2005 | 2010 | 2015 | 2020 | 2025 | 2030 | 2035 | 2040 | 2045 | 2050 | 2000-2010 | 2010-2030 | 2030-2050
Efficiency of thermal power generation | 31.4378 | 30.0111 | 30.2733 | 31.9403 | 32.7148 | 32.3632 | 33.4601 | 36.5129 | 44.5481 | 47.4097 | 44.0672 | -1.1645 | 3.1869 | 10.6071
Load Factor | 55.0462 | 52.8634 | 50.0383 | 46.2956 | 45.5333 | 46.3941 | 48.333 | 56.4885 | 60.5459 | 58.854 | 55.6994 | -5.0079 | -1.7053 | 7.3664
CHP share | 17.9207 | 16.7987 | 14.2 | 17.4413 | 19.4875 | 15.7311 | 16.3022 | 18.1498 | 21.4763 | 23.4296 | 22.2629 | -3.7207 | 2.1022 | 5.9607
Share of non-fossil fuels | 21.78 | 34.014 | 39.7637 | 42.512 | 42.8738 | 43.1436 | 43.1168 | 54.1127 | 67.1336 | 74.9152 | 70.358 | 17.9837 | 3.3531 | 27.2412
Carbon intensity (t CO2 / MWh) | 0.59551 | 0.55285 | 0.54022 | 0.48039 | 0.4691 | 0.46065 | 0.4432 | 0.3218 | 0.17677 | 0.11972 | 0.085994 | -0.055289 | -0.097021 | -0.3572
CO2 emissions captured (in Mt CO2) | 0 | 0 | 0 | 0 | 0 | 0 | 0 | 0 | 0 | 0 | 11.7695 | 0 | 0 | 0
Economic Cost Indicators | [11 empty] | % change per annum
Czech Republic:Reference scenario(REF2015f) | 2000 | 2005 | 2010 | 2015 | 2020 | 2025 | 2030 | 2035 | 2040 | 2045 | 2050 | 2000-2010 | 2010-2030 | 2030-2050
Total Cost of Energy in billion €'13 | 14.7239 | 20.2592 | 28.3557 | 27.6934 | 32.9285 | 36.8366 | 40.0674 | 43.0579 | 45.6487 | 48.6198 | 51.1872 | 6.773 | 1.7437 | 1.2322
- excluding disutility costs | 14.7239 | 20.2592 | 28.3557 | 27.6934 | 32.9285 | 36.8366 | 40.0674 | 43.0579 | 45.6487 | 48.6198 | 51.1872 | 6.773 | 1.7437 | 1.2322
- excluding auction payments | 14.7239 | 20.2592 | 28.3557 | 27.3683 | 32.2611 | 35.4576 | 38.257 | 41.0434 | 43.4835 | 46.0269 | 48.4779 | 6.773 | 1.5088 | 1.1909
Total Cost of Energy as % of GDP | 13.1061 | 14.7582 | 18.0945 | 16.8105 | 18.211 | 18.7373 | 18.5816 | 18.31 | 17.93 | 17.6115 | 17.2209 | 4.9883 | 0.48712 | -1.3607
- excluding disutility costs | 13.1061 | 14.7582 | 18.0945 | 16.8105 | 18.211 | 18.7373 | 18.5816 | 18.31 | 17.93 | 17.6115 | 17.2209 | 4.9883 | 0.48712 | -1.3607
- excluding auction payments | 13.1061 | 14.7582 | 18.0945 | 16.6132 | 17.8418 | 18.0359 | 17.742 | 17.4534 | 17.0795 | 16.6723 | 16.3094 | 4.9883 | -0.35249 | -1.4326
Total Cost of Energy system per Unit of Final Consumption (€'13/Mwh) | 51.064 | 66.9441 | 98.1209 | 96.6764 | 111.7629 | 126.2565 | 138.2605 | 149.1797 | 157.69 | 164.4 | 169.5752 | 6.7492 | 1.7295 | 1.026
Average Price of Electricity in Final demand sectors (€'13/MWh) | 66.41 | 82.9186 | 142.2382 | 128.1692 | 132.0868 | 132.4816 | 135.0282 | 139.5409 | 139.4213 | 139.3601 | 137.0401 | 7.9141 | -0.25976 | 0.073978
Energy Related Expenses in Residential (€'13/household) | 998.637 | 1383.4904 | 1807.4525 | 1802.1736 | 2127.4274 | 2385.8949 | 2581.637 | 2821.6938 | 2976.9806 | 3158.5908 | 3322.6085 | 6.1123 | 1.7985 | 1.2696
Energy Related Expenses in Tertiary (€'13/000€'13 of Value Added) | 35.4438 | 37.303 | 54.1333 | 50.7488 | 51.9097 | 50.4062 | 47.8852 | 46.2191 | 44.5019 | 42.6416 | 40.042 | 4.326 | -0.61134 | -0.8904
Energy Related Expenses in Industry (€'13/000€'13 of Value Added) | 205.67 | 174.3823 | 183.7482 | 156.2212 | 167.2629 | 174.7346 | 174.5613 | 171.5142 | 166.7893 | 161.2732 | 155.8536 | -1.1207 | -0.25613 | -0.56519
Fuel Purchase costs in Transport (€'13/100tkm) | 8.4089 | 11.7066 | 14.9456 | 12.3883 | 13.836 | 13.1592 | 12.9293 | 12.7574 | 12.655 | 12.4614 | 12.3422 | 5.9199 | -0.72198 | -0.23208
Average Cost of Gross Electricity Generation (€'13/MWh) | 49.6447 | 58.1438 | 60.3005 | 82.7797 | 83.4526 | 88.2321 | 85.2497 | 84.4057 | 81.804 | 79.7212 | 85.3948 | 1.9635 | 1.7463 | 0.0085064
Czech Republic:Reference scenario(REF2015f) |  | 00-05 | 05-10 | 10-15 | 15-20 | 20-25 | 25-30 | 30-35 | 35-40 | 40-45 | 45-50 | 2000-2010 | 2010-2030 | 2030-2050
Power Generation Investment (billion €'13) |  | 8.0875 | 3.4713 | 1.4463 | 2.6288 | 1.9469 | 2.5451 | 6.013 | 6.8786 | 6.3984 | 8.5259 | 11.5588 | 8.5671 | 27.8159
Economic Cost Indicators (2000 = 100)
Czech Republic:Reference scenario(REF2015f) | 2000 | 2005 | 2010 | 2015 | 2020 | 2025 | 2030 | 2035 | 2040 | 2045 | 2050
Energy Related Expenses in Residential | 100 | 138.5379 | 180.9919 | 180.4633 | 213.0331 | 238.9151 | 258.516 | 282.5545 | 298.1044 | 316.2902 | 332.7143
Energy Related Expenses in Tertiary | 100 | 105.2455 | 152.7302 | 143.1812 | 146.4564 | 142.2147 | 135.102 | 130.4012 | 125.5562 | 120.3077 | 112.9734
Energy Related Expenses in Industry | 100 | 84.7874 | 89.3413 | 75.9572 | 81.3259 | 84.9587 | 84.8745 | 83.3929 | 81.0956 | 78.4136 | 75.7785
Fuel Purchase costs in Transport | 100 | 139.2173 | 177.7354 | 147.3241 | 164.5397 | 156.4912 | 153.7574 | 151.7131 | 150.4949 | 148.1928 | 146.7757
Policy variables
Czech Republic:Reference scenario(REF2015f) | 2000 | 2005 | 2010 | 2015 | 2020 | 2025 | 2030 | 2035 | 2040 | 2045 | 2050
Carbon value (€'13/ t of CO2)
ETS sectors | 0 | 0 | 11.2 | 7.5 | 15 | 22.5 | 33.5 | 42 | 50 | 69 | 88
non-ETS sectors | 0 | 0 | 0 | 0 | 0 | 0 | 0 | 0 | 0 | 0 | 0
Average efficiency value (1) (€'10/toe) | 0 | 0 | 0 | 0 | 15.0685 | 5.5141 | 1.1285 | 0.06415 | 0.032062 | 0 | 0
Renewables value (€'13/MWh) | 0 | 0 | 0 | 0 | 18.9303 | 9.6713 | 6.4167 | 5.1331 | 3.5029 | 2.3958 | 1.7482
CO2 Emissions Index (1990=100) | 86.8449 | 85.8391 | 79.1196 | 71.0894 | 68.7612 | 68.4727 | 66.3473 | 55.7398 | 42.3867 | 37.6746 | 34.9236
RES in transport (%) (B) | 1.8218 | 0.2784 | 4.4265 | 5.5462 | 10.2409 | 10.2002 | 10.5639 | 10.8149 | 11.2646 | 12.132 | 12.3492
RES in gross final energy demand (%) (B)(C) | 4.7375 | 6.0554 | 9.4734 | 11.8647 | 13.4782 | 14.1355 | 15.1878 | 16.3524 | 18.3565 | 19.7511 | 20.0827
Gross Electricity Generation in TWhe | 72.8988 | 81.9174 | 85.3047 | 82.069 | 79.7903 | 83.278 | 85.7656 | 89.0414 | 90.3761 | 93.9046 | 100.4908
RES in gross electricity demand (%, normalized) (B)(C ) | 3.4078 | 3.7877 | 7.5153 | 10.326 | 9.0085 | 10.8908 | 11.955 | 13.0172 | 15.6534 | 18.3538 | 17.47
Total Cost of energy per sector in billion €'13 | [11 empty] | % change per annum
Czech Republic:Reference scenario(REF2015f) | 2000 | 2005 | 2010 | 2015 | 2020 | 2025 | 2030 | 2035 | 2040 | 2045 | 2050 | 2000-2010 | 2010-2030 | 2030-2050
TOTAL | 14.7239 | 20.2592 | 28.3557 | 27.6934 | 32.9285 | 36.8366 | 40.0674 | 43.0579 | 45.6487 | 48.6198 | 51.1872 | 6.773 | 1.7437 | 1.2322
ETS sectors | 6.5475 | 8.2939 | 11.9539 | 10.5922 | 12.2467 | 13.5063 | 14.5151 | 15.7246 | 16.5736 | 17.6355 | 18.3851 | 6.2046 | 0.97537 | 1.1888
Industry | 1.4019 | 1.5071 | 1.6207 | 1.581 | 2.2103 | 2.7193 | 3.0637 | 3.3517 | 3.6111 | 3.7353 | 3.845 | 1.4607 | 3.2351 | 1.1423
Power generation | 5.0235 | 6.5755 | 10.0931 | 8.7935 | 9.621 | 10.2702 | 10.7777 | 11.5614 | 12.01 | 12.8033 | 13.2981 | 7.2265 | 0.32868 | 1.0562
Aviation | 0.12215 | 0.21124 | 0.24017 | 0.21773 | 0.41545 | 0.51675 | 0.6737 | 0.81146 | 0.95256 | 1.0969 | 1.242 | 6.9951 | 5.2925 | 3.1056
Non ETS sectors | 8.1764 | 11.9653 | 16.4017 | 17.1012 | 20.6818 | 23.3303 | 25.5524 | 27.3333 | 29.0751 | 30.9843 | 32.8022 | 7.2093 | 2.2415 | 1.2567
% change per annum
Czech Republic:Reference scenario(REF2015f) | 2000 | 2005 | 2010 | 2015 | 2020 | 2025 | 2030 | 2035 | 2040 | 2045 | 2050 | 2000-2010 | 2010-2030 | 2030-2050
Direct efficiency investment costs in billion €'13 | 0 | 0 | 0 | 0.11926 | 0.041711 | 0.016549 | 0.0037504 | 0.000236 | 0.0001248 | 0 | 0 | 0 | 0 | -100
Industry | 0 | 0 | 0 | 0 | 0 | 0 | 0 | 0 | 0 | 0 | 0 | 0 | 0 | 0
Residential | 0 | 0 | 0 | 0.081791 | 0.029929 | 0.012045 | 0.0027446 | 0.0001756 | 9.3247e-05 | 0 | 0 | 0 | 0 | -100
heating and cooling
electric appliances
Tertiary | 0 | 0 | 0 | 0.037466 | 0.011782 | 0.0045043 | 0.0010058 | 6.0401e-05 | 3.1554e-05 | 0 | 0 | 0 | 0 | -100
Transport | 0 | 0 | 0 | 0 | 0 | 0 | 0 | 0 | 0 | 0 | 0 | 0 | 0 | 0
[12 empty] | 0 | 0 | 0
International Fuel prices (in $'13 per boe) | [11 empty] | % change per annum
Czech Republic:Reference scenario(REF2015f) | 2000 | 2005 | 2010 | 2015 | 2020 | 2025 | 2030 | 2035 | 2040 | 2045 | 2050 | 2000-2010 | 2010-2030 | 2030-2050
Oil | 37.1414 | 63.2608 | 83.8241 | 53.97 | 87.0107 | 102.1749 | 112.5572 | 117.4165 | 124.3251 | 127.1781 | 130.1177 | 8.4803 | 1.4846 | 0.72752
Gas (NCV) | 25.9549 | 42.3 | 52.9627 | 43.4526 | 55.9736 | 62.6462 | 68.1278 | 72.7613 | 75.2149 | 76.7567 | 77.9403 | 7.3928 | 1.2669 | 0.67506
Coal | 10.2576 | 17.8371 | 22.3983 | 12.8494 | 16.5941 | 20.5121 | 24.6171 | 26.0668 | 27.1698 | 28.1522 | 28.9367 | 8.1227 | 0.4734 | 0.81161
International Fuel prices (in €'13 per boe) | [11 empty] | % change per annum
Czech Republic:Reference scenario(REF2015f) | 2000 | 2005 | 2010 | 2015 | 2020 | 2025 | 2030 | 2035 | 2040 | 2045 | 2050 | 2000-2010 | 2010-2030 | 2030-2050
Oil | 37.5506 | 48.6351 | 62.5794 | 48.1875 | 75.0093 | 85.1457 | 93.7977 | 97.8471 | 103.6042 | 105.9817 | 108.4314 | 5.2402 | 2.0441 | 0.72752
Gas (NCV) | 26.2408 | 32.5204 | 39.5396 | 38.797 | 48.2531 | 52.2052 | 56.7731 | 60.6344 | 62.6791 | 63.9639 | 64.9503 | 4.1851 | 1.8253 | 0.67506
Coal | 10.3706 | 13.7133 | 16.7216 | 11.4727 | 14.3053 | 17.0934 | 20.5143 | 21.7223 | 22.6415 | 23.4602 | 24.1139 | 4.8932 | 1.0273 | 0.81161
Total CO2 Emissions (Mt) | [11 empty] | % change per annum
Czech Republic:Reference scenario(REF2015f) | 2000 | 2005 | 2010 | 2015 | 2020 | 2025 | 2030 | 2035 | 2040 | 2045 | 2050 | 2000-2010 | 2010-2030 | 2030-2050
Total CO2 Emissions (Mt) | 131.3923 | 129.5515 | 119.3136 | 108.1206 | 104.8474 | 104.3019 | 101.117 | 85.6848 | 66.3157 | 59.4083 | 55.2283 | -0.95969 | -0.82397 | -2.9787
Energy related CO2 emissions | 125.7438 | 124.2875 | 114.5582 | 102.9313 | 99.5603 | 99.1425 | 96.0651 | 80.7063 | 61.3723 | 54.5495 | 50.5664 | -0.92731 | -0.87643 | -3.1578
Non-energy related CO2 emissions | 5.6485 | 5.264 | 4.7553 | 5.1894 | 5.2871 | 5.1594 | 5.0519 | 4.9784 | 4.9434 | 4.8587 | 4.6619 | -1.7065 | 0.30296 | -0.40091
ETS excluding aviation | 0 | 85.1375 | 78.0529 | 67.4044 | 64.9231 | 65.7236 | 63.3069 | 48.5115 | 29.3805 | 22.2134 | 17.9023 | 0 | -1.0415 | -6.12
Aviation | 0 | 1.0296 | 1.026 | 1.0384 | 1.1207 | 1.2166 | 1.3269 | 1.4181 | 1.5004 | 1.582 | 1.6453 | 0 | 1.2943 | 1.0812
non - ETS | 131.3923 | 43.3845 | 40.2348 | 39.6778 | 38.8036 | 37.3617 | 36.4832 | 35.7552 | 35.4348 | 35.6128 | 35.6807 | -11.1611 | -0.4882 | -0.11114
Unit cost of fuel purchasing by final consumers (€'13/toe)
Czech Republic:Reference scenario(REF2015f) | 2000 | 2005 | 2010 | 2015 | 2020 | 2025 | 2030 | 2035 | 2040 | 2045 | 2050 | 2000-2010 | 2010-2030 | 2030-2050
All final consumers | 476.3568 | 602.1637 | 880.0981 | 812.442 | 928.3818 | 992.3173 | 1055.2707 | 1124.2161 | 1171.5019 | 1207.3645 | 1232.5961 | 6.331 | 0.91173 | 0.77965
Industry | 283.8749 | 358.5603 | 579.3104 | 499.856 | 546.8711 | 601.5008 | 646.8866 | 687.3209 | 709.2865 | 730.017 | 744.4843 | 7.3936 | 0.55319 | 0.70508
Residential | 433.1621 | 567.1851 | 798.316 | 821.7433 | 952.7268 | 1039.7028 | 1133.1425 | 1249.8618 | 1329.3134 | 1416.7155 | 1481.8888 | 6.3047 | 1.7667 | 1.3507
Tertiary | 504.9428 | 648.3866 | 1085.1639 | 1048.5591 | 1167.399 | 1241.8294 | 1302.1592 | 1386.4705 | 1425.8649 | 1449.3129 | 1439.5993 | 7.9507 | 0.91563 | 0.50297
Transport | 1018.8161 | 1072.1758 | 1304.1691 | 1128.6173 | 1344.9078 | 1387.8832 | 1441.6454 | 1467.48 | 1504.4982 | 1520.8035 | 1538.4086 | 2.5 | 0.50235 | 0.32535
(1) For the sectors : Households, Offices, Hospitals and Schools, Trading Sector, Agriculture and Fishery
998
999
1000

## Summary
Czech Republic:Reference scenario(REF2015f) | [15 empty] | SUMMARY ENERGY BALANCE AND INDICATORS (A)
ktoe | 2000 | 2005 | 2010 | 2015 | 2020 | 2025 | 2030 | 2035 | 2040 | 2045 | 2050 | '00-'10 | '10-'20 | '20-'30 | '30-'40 | '40-'50
Annual % Change
Production (incl.recovery of products) | 30535.9 | 32861.4 | 31569.8 | 27296.4212 | 27863.9923 | 28742.5234 | 27969.6587 | 25925.0701 | 22868.6045 | 22675.8379 | 24708.1616 | 0.33353 | -1.2409 | 0.037858 | -1.9934 | 0.77669
Solids | 25048.6 | 23570 | 20729.9 | 16523.9221 | 16915.4133 | 17415.9487 | 16384.3216 | 12134.5678 | 6529.3472 | 4549.8368 | 6722.0859 | -1.8746 | -2.013 | -0.3185 | -8.7896 | 0.29134
Oil | 386.4 | 590.5 | 290 | 223.1837 | 221.6662 | 212.3176 | 195.1007 | 0 | 0 | 0 | 0 | -2.8291 | -2.6513 | -1.2685 | -100 | 0
Natural gas | 169.3 | 154.1 | 201.7 | 191.3428 | 180.7183 | 177.1026 | 170.6421 | 163.0532 | 162.4914 | 162.1038 | 152.8248 | 1.7665 | -1.0924 | -0.57207 | -0.48824 | -0.61145
Nuclear | 3505.6 | 6404.9 | 7247.7 | 6798.2424 | 6798.2424 | 6798.2424 | 6798.2424 | 8957.2951 | 11116.3477 | 12472.2781 | 12127.2265 | 7.5335 | -0.63816 | 0 | 5.0404 | 0.87416
Renewable energy sources | 1426 | 2141.9 | 3100.5 | 3559.7301 | 3747.952 | 4138.9121 | 4421.3518 | 4670.1541 | 5060.4182 | 5491.6191 | 5706.0244 | 8.0765 | 1.9146 | 1.6661 | 1.3592 | 1.208
Hydro | 151.2 | 204.6 | 239.8 | 208.2427 | 218.4842 | 212.5432 | 220.2255 | 233.5705 | 252.8906 | 296.9758 | 333.4386 | 4.72 | -0.9266 | 0.079416 | 1.3927 | 2.8036
Biomass & Waste | 1274.7 | 1933 | 2770.3 | 3106.1395 | 3195.1786 | 3582.478 | 3805.6958 | 3981.8659 | 4305.6298 | 4589.9041 | 4674.2212 | 8.0717 | 1.4371 | 1.7639 | 1.2419 | 0.82477
Wind | 0.1 | 1.8 | 28.8 | 43.7059 | 65.3074 | 70.8786 | 75.4724 | 78.3997 | 85.2502 | 143.1444 | 153.2738 | 76.173 | 8.5318 | 1.4571 | 1.2257 | 6.0418
Solar and others | 0 | 2.5 | 61.6 | 201.642 | 267.0311 | 269.8561 | 313.589 | 366.6466 | 404.9475 | 447.227 | 530.4161 | 0 | 15.7972 | 1.6202 | 2.5897 | 2.7358
Geothermal | 0 | 0 | 0 | 0 | 1.9507 | 3.1562 | 6.369 | 9.6714 | 11.7 | 14.3678 | 14.6747 | 0 | 0 | 12.5611 | 6.2701 | 2.2912
Net Imports | 9413.9 | 12640.7 | 11447.3 | 13825.6294 | 13130.6924 | 12730.3596 | 13232.5547 | 14170.7231 | 15489.497 | 16187.6334 | 15635.38 | 1.9749 | 1.3814 | 0.077306 | 1.5873 | 0.093785
Solids | -4721.4 | -3269.7 | -2968.4 | -1463.2623 | -1959.8367 | -2716.9242 | -2470.3237 | -1923.0682 | -1197.4903 | -1081.8495 | -1100.3335 | -4.5348 | -4.0666 | 2.3419 | -6.9853 | -0.84258
Oil | 7511.9 | 9648.9 | 8974.1 | 8741.9241 | 8599.6453 | 8672.1387 | 8836.1 | 9266.3206 | 9434.4662 | 9650.7578 | 9788.4271 | 1.7945 | -0.42531 | 0.27161 | 0.65739 | 0.36899
- Crude oil and Feedstocks | 5596 | 7730 | 7837.2 | 6115.3381 | 6057.3959 | 6124.5844 | 6261.7947 | 6622.1564 | 6761.765 | 6933.5545 | 7051.1964 | 3.4257 | -2.5431 | 0.33242 | 0.77113 | 0.42001
- Oil products | 1915.9 | 1918.9 | 1136.9 | 2626.586 | 2542.2494 | 2547.5543 | 2574.3053 | 2644.1642 | 2672.7012 | 2717.2033 | 2737.2308 | -5.085 | 8.3801 | 0.12538 | 0.3758 | 0.23886
Natural gas | 7482 | 7534.5 | 6846.1 | 7606.0985 | 7008.8762 | 7339.2417 | 7469.3541 | 7505.8776 | 7874.6966 | 8258.9703 | 7557.5269 | -0.88428 | 0.23526 | 0.63834 | 0.52986 | -0.41026
Electricity | -861.3 | -1086.3 | -1285.3 | -1020.2691 | -590.5916 | -613.9251 | -652.1765 | -733.6078 | -683.1995 | -684.0705 | -657.6381 | 4.0842 | -7.4816 | 0.99684 | 0.4658 | -0.38059
Renewable energy forms | 2.7 | -186.7 | -119.2 | -38.8617 | 72.5993 | 49.8284 | 49.6006 | 55.2009 | 61.024 | 43.8254 | 47.3976 | 0 | 0 | -3.7379 | 2.0943 | -2.4953
Detailed Results
Gross Inland Consumption | 41096.8 | 45123.6 | 44681.2 | 41122.0506 | 40994.6848 | 41472.883 | 41202.2134 | 40095.7932 | 38358.1015 | 38863.4713 | 40343.5415 | 0.83973 | -0.85741 | 0.050508 | -0.71271 | 0.50593
Solids | 21642.9 | 20247.5 | 18363.9 | 15060.6598 | 14955.5766 | 14699.0244 | 13913.9979 | 10211.4996 | 5331.857 | 3467.9873 | 5621.7523 | -1.6295 | -2.0321 | -0.71929 | -9.1463 | 0.53084
Oil | 7880.7 | 9898.9 | 9305.5 | 8965.1078 | 8821.3115 | 8884.4563 | 9031.2008 | 9266.3206 | 9434.4662 | 9650.7578 | 9788.4271 | 1.6758 | -0.53293 | 0.23542 | 0.4378 | 0.36899
Natural gas | 7500.2 | 7703.4 | 8069.6 | 7797.4413 | 7189.5945 | 7516.3443 | 7639.9963 | 7668.9308 | 8037.188 | 8421.0741 | 7710.3517 | 0.73443 | -1.1481 | 0.60947 | 0.50811 | -0.41429
Nuclear | 3505.6 | 6404.9 | 7247.7 | 6798.2424 | 6798.2424 | 6798.2424 | 6798.2424 | 8957.2951 | 11116.3477 | 12472.2781 | 12127.2265 | 7.5335 | -0.63816 | 0 | 5.0404 | 0.87416
Electricity | -861.3 | -1086.3 | -1285.3 | -1020.2691 | -590.5916 | -613.9251 | -652.1765 | -733.6078 | -683.1995 | -684.0705 | -657.6381 | 4.0842 | -7.4816 | 0.99684 | 0.4658 | -0.38059
Renewable energy forms | 1428.7 | 1955.2 | 2979.8 | 3520.8684 | 3820.5513 | 4188.7406 | 4470.9524 | 4725.3549 | 5121.4422 | 5535.4445 | 5753.422 | 7.6278 | 2.5165 | 1.5845 | 1.3676 | 1.1704
as % in Gross Inland Consumption
Solids | 52.6632 | 44.8712 | 41.0998 | 36.6243 | 36.4817 | 35.4425 | 33.77 | 25.4678 | 13.9002 | 8.9235 | 13.9347
Oil | 19.1759 | 21.9373 | 20.8264 | 21.8012 | 21.5182 | 21.4223 | 21.9192 | 23.1105 | 24.5958 | 24.8325 | 24.2627
Natural gas | 18.2501 | 17.0718 | 18.0604 | 18.9617 | 17.5379 | 18.1235 | 18.5427 | 19.1265 | 20.953 | 21.6684 | 19.1117
Nuclear | 8.5301 | 14.1941 | 16.2209 | 16.5319 | 16.5832 | 16.392 | 16.4997 | 22.3397 | 28.9804 | 32.0925 | 30.0599
Renewable energy forms | 3.4764 | 4.333 | 6.669 | 8.562 | 9.3196 | 10.1 | 10.8512 | 11.7852 | 13.3517 | 14.2433 | 14.2611
Gross Electricity Generation in GWhe | 72898.8372 | 81917.4419 | 85304.6512 | 82068.9679 | 79790.2979 | 83277.9879 | 85765.5571 | 89041.4455 | 90376.1033 | 93904.5504 | 100490.831 | 1.584 | -0.66604 | 0.72477 | 0.525 | 1.0665
Nuclear | 13587.2093 | 24723.2558 | 27993.0233 | 27596.3636 | 27596.3636 | 27595.7759 | 27593.9436 | 37667.8612 | 47741.7789 | 54556.1396 | 54466.8841 | 7.4959 | -0.14261 | -0.00087695 | 5.6352 | 1.3266
Hydro & wind | 1759.3023 | 2401.1628 | 3739.5349 | 5078.5072 | 5513.7429 | 5549.8209 | 5714.591 | 5979.2879 | 6326.4845 | 7539.5717 | 8626.0746 | 7.832 | 3.9592 | 0.35843 | 1.0224 | 3.149
Thermal (incl. biomass) | 57552.3256 | 54793.0233 | 53572.093 | 49394.0971 | 46680.1915 | 50132.391 | 52457.0225 | 45394.2964 | 36307.84 | 31808.839 | 37397.8723 | -0.7141 | -1.3676 | 1.1736 | -3.6127 | 0.29624
Fuel Inputs for Thermal Power Generation | 15743.8 | 15701.5 | 15218.7 | 13299.4703 | 12271.1784 | 13321.8855 | 13482.6195 | 10691.871 | 7009.2267 | 5770.0406 | 7298.4367 | -0.33864 | -2.1297 | 0.94593 | -6.3324 | 0.40515
Solids | 13944.9 | 14025.1 | 13444.8 | 10676.6152 | 11015.7123 | 11146.5076 | 10731.1613 | 7582.3563 | 3528.1082 | 1857.4023 | 4107.5515 | -0.36455 | -1.973 | -0.26137 | -10.5275 | 1.5323
Oil (including refinery gas) | 310.6 | 161 | 78.4 | 58.8077 | 0 | 0 | 0 | 0 | 0 | 0 | 0 | -12.8612 | -100 | 0 | 0 | 0
Gas | 1235.8 | 1291.8 | 1133.6 | 1938.0167 | 969.8862 | 1440.7272 | 1863.6113 | 2101.7095 | 2239.4408 | 2465.0055 | 1782.9876 | -0.85949 | -1.5476 | 6.7489 | 1.8541 | -2.2536
Biomass & Waste | 252.5 | 223.6 | 561.9 | 626.0307 | 283.7829 | 732.8536 | 886.0498 | 1006.0081 | 1239.8806 | 1445.8356 | 1406.1005 | 8.3278 | -6.603 | 12.0591 | 3.4171 | 1.266
Geothermal heat | 0 | 0 | 0 | 0 | 1.7971 | 1.7971 | 1.7971 | 1.7971 | 1.7971 | 1.7971 | 1.7971 | 0 | 0 | 0 | 0 | 0
Hydrogen - Methanol | 0 | 0 | 0 | 0 | 0 | 0 | 0 | 0 | 0 | 0 | 0 | 0 | 0 | 0 | 0 | 0
Fuel Input in other transformation proc. | 15034.9 | 19758.4 | 20048.5 | 17183.1834 | 17171.6625 | 17085.5115 | 16971.7312 | 18999.7238 | 20652.7594 | 22101.2663 | 21811.4411 | 2.9196 | -1.537 | -0.11705 | 1.9824 | 0.54735
Refineries | 6151.4 | 8143.6 | 8337 | 6497.3965 | 6451.5998 | 6519.8228 | 6643.4153 | 6826.1515 | 6968.7559 | 7146.5562 | 7262.9995 | 3.0869 | -2.5312 | 0.29341 | 0.47925 | 0.41442
Biofuels and hydrogen production | 61.9 | 2.7 | 231.3 | 284.5927 | 595.5124 | 550.5151 | 552.1758 | 570.5826 | 584.2576 | 603.5589 | 625.3574 | 14.0902 | 9.9187 | -0.75271 | 0.56635 | 0.68213
District heating | 975.3 | 916.2 | 786.9 | 650.4096 | 694.4014 | 711.1594 | 628.0354 | 589.6006 | 578.5514 | 575.2919 | 558.8935 | -2.1236 | -1.2427 | -0.99951 | -0.81733 | -0.34509
Others | 7846.3 | 10695.9 | 10693.3 | 9750.7847 | 9430.1488 | 9304.0142 | 9148.1048 | 11013.3892 | 12521.1945 | 13775.8594 | 13364.1906 | 3.1442 | -1.2492 | -0.30319 | 3.1885 | 0.65369
Energy Branch Consumption | 1768.2 | 1796.4 | 2068.3 | 1808.149 | 1770.3143 | 1755.7894 | 1719.1284 | 1572.2047 | 1276.6271 | 1202.6516 | 1526.0125 | 1.58 | -1.5437 | -0.29297 | -2.9321 | 1.8004
Non-Energy Uses | 2093.2 | 2948.2 | 2782.6 | 2447.0044 | 2583.1687 | 2683.7604 | 2783.4792 | 2878.8916 | 2960.2726 | 3057.5725 | 3057.4854 | 2.8878 | -0.74093 | 0.74964 | 0.6177 | 0.32364
Final Energy Demand | 24797.5 | 26026.1 | 24852.9 | 24635.0705 | 25338.0267 | 25091.35 | 24922.5141 | 24822.254 | 24895.6148 | 25433.7179 | 25959.6001 | 0.022319 | 0.19351 | -0.16521 | -0.010798 | 0.41938
by sector
Industry | 10129 | 9681.4 | 7933.1 | 7882.702 | 8193.2665 | 8007.082 | 7885.835 | 7543.8985 | 7364.2428 | 7526.5638 | 7668.4263 | -2.414 | 0.32321 | -0.38172 | -0.68198 | 0.40557
- energy intensive industries | 6420.3 | 6747.7 | 5014.5 | 5078.6181 | 5138.1019 | 4977.3025 | 4764.1966 | 4388.5813 | 4065.4809 | 4034.1984 | 4037.9506 | -2.441 | 0.2438 | -0.7527 | -1.5735 | -0.067924
- other industrial sectors | 3708.7 | 2933.7 | 2918.6 | 2804.0838 | 3055.1646 | 3029.7795 | 3121.6384 | 3155.3172 | 3298.7619 | 3492.3654 | 3630.4757 | -2.3673 | 0.45834 | 0.21548 | 0.55342 | 0.96277
Residential | 6149.5 | 6345.2 | 6664.7 | 6339.8692 | 6560.6758 | 6548.774 | 6441.4019 | 6508.6618 | 6542.0548 | 6660.873 | 6811.9042 | 0.80779 | -0.15719 | -0.18331 | 0.15517 | 0.40502
Tertiary | 4150.9 | 3904.3 | 3979.3 | 4097.9531 | 4113.5994 | 4092.9913 | 4024.5341 | 3972.9416 | 4010.2657 | 4070.5327 | 4107.3687 | -0.4213 | 0.33248 | -0.21865 | -0.03551 | 0.23954
Transport | 4368.1 | 6095.2 | 6275.8 | 6314.5462 | 6470.4851 | 6442.5027 | 6570.7431 | 6796.7521 | 6979.0516 | 7175.7484 | 7371.9009 | 3.6902 | 0.30597 | 0.15388 | 0.60468 | 0.54913
by fuel
Solids | 5133.7 | 3768.9 | 2424.4 | 2616.3016 | 2307.6153 | 1994.3231 | 1694.1076 | 1315.0506 | 954.4007 | 813.2637 | 691.4947 | -7.2279 | -0.49248 | -3.0433 | -5.5767 | -3.1709
Oil | 5321.8 | 6817.4 | 6540.7 | 6365.5424 | 6162.2768 | 6130.4368 | 6179.969 | 6321.8716 | 6412.9674 | 6533.7259 | 6666.1568 | 2.0837 | -0.59421 | 0.028674 | 0.37077 | 0.38796
Gas | 6490.9 | 6740.6 | 6661.7 | 6128.0436 | 6347.2931 | 6192.5103 | 6016.5045 | 5797.7198 | 5745.8906 | 5891.173 | 5978.0167 | 0.26007 | -0.4823 | -0.53379 | -0.45916 | 0.39682
Electricity | 4246 | 4754.2 | 4918.7 | 5011.7412 | 5249.0993 | 5513.2569 | 5687.0408 | 5922.2603 | 6176.5253 | 6507.0889 | 6801.3324 | 1.4815 | 0.65224 | 0.80455 | 0.82908 | 0.96828
Heat (from CHP and District Heating) (A) | 2623.7 | 2477.8 | 2249.2 | 2102.0997 | 2288.3107 | 2416.5333 | 2445.8475 | 2478.2091 | 2482.3978 | 2458.4618 | 2494.4291 | -1.5283 | 0.17254 | 0.668 | 0.14844 | 0.048361
Other | 981.4 | 1467.2 | 2058.2 | 2411.342 | 2983.4316 | 2844.2897 | 2899.0447 | 2987.1426 | 3123.4332 | 3230.0046 | 3328.1703 | 7.6872 | 3.7822 | -0.28652 | 0.7483 | 0.63692
CO2 Emissions (Mt of CO2 - sec approach) | 125.7438 | 124.2875 | 114.5582 | 102.9313 | 99.5603 | 99.1425 | 96.0651 | 80.7063 | 61.3723 | 54.5495 | 50.5664 | -0.92731 | -1.3934 | -0.35674 | -4.3818 | -1.9181
Power generation/District heating | 66.8331 | 66.1936 | 63.235 | 52.9438 | 51.5097 | 53.1511 | 51.9343 | 38.7895 | 21.8057 | 15.1104 | 10.999 | -0.55188 | -2.03 | 0.082129 | -8.3122 | -6.6147
Energy Branch | 2.5988 | 2.2368 | 3.0568 | 2.7065 | 2.5912 | 2.5241 | 2.4408 | 2.1449 | 1.5624 | 1.4587 | 1.5777 | 1.6367 | -1.639 | -0.59615 | -4.3633 | 0.097893
Industry | 28.272 | 24.7352 | 17.4967 | 17.0225 | 16.2497 | 14.898 | 13.2366 | 11.2609 | 9.5348 | 9.3986 | 9.1324 | -4.6853 | -0.73666 | -2.03 | -3.2271 | -0.4303
Residential | 8.8153 | 8.4135 | 8.264 | 7.848 | 7.5076 | 7.2539 | 7.084 | 6.8857 | 6.5475 | 6.2958 | 6.1686 | -0.64363 | -0.95541 | -0.57905 | -0.78451 | -0.59425
Tertiary | 6.7766 | 4.9371 | 4.8582 | 4.8208 | 4.6623 | 4.2915 | 4.0652 | 3.7839 | 3.6675 | 3.6084 | 3.5779 | -3.2733 | -0.41072 | -1.361 | -1.0245 | -0.24701
Transport | 12.4481 | 17.7713 | 17.6474 | 17.5897 | 17.0397 | 17.0239 | 17.304 | 17.8414 | 18.2545 | 18.6776 | 19.1107 | 3.5518 | -0.34982 | 0.15405 | 0.53614 | 0.45945
CO2 Emissions Index (1990=100) | 86.8449 | 85.8391 | 79.1196 | 71.0894 | 68.7612 | 68.4727 | 66.3473 | 55.7398 | 42.3867 | 37.6746 | 34.9236 | -0.92731 | -1.3934 | -0.35674 | -4.3818 | -1.9181
Source: PRIMES
Gross final energy consumption in heating and cooling, electricity, transport and overall (in Ktoe)
| 2000 | 2005 | 2010 | 2015 | 2020 | 2025 | 2030 | 2035 | 2040 | 2045 | 2050 | '00-'10 | '10-'20 | '20-'30 | '30-'40 | '40-'50
1. heating and cooling (1) | 16660.2 | 15865.7 | 14308.4 | 13890.3286 | 14232.1531 | 13756.3991 | 13276.8725 | 12713.2661 | 12349.5121 | 12368.8935 | 12410.591 | -1.5102 | -0.053416 | -0.69239 | -0.72146 | 0.049349
2. electricity (2) | 5408 | 5958.6 | 6050.2 | 6020.1772 | 6253.084 | 6528.7919 | 6703.907 | 6903.5017 | 7067.9663 | 7369.4658 | 7961.2741 | 1.1284 | 0.33038 | 0.69859 | 0.53022 | 1.1973
3. transport as in Article 3(4)a (3) | 4079.0737 | 5645.5112 | 5791.6868 | 5862.9644 | 5996.0986 | 5937.6307 | 6009.6449 | 6185.1708 | 6326.3881 | 6482.0965 | 6639.779 | 3.5677 | 0.34746 | 0.022569 | 0.51496 | 0.48466
4. Gross final energy consumption (4) | 25968.5 | 27524.2651 | 26304.3664 | 25965.3446 | 26656.6553 | 26452.8965 | 26270.0881 | 26189.0117 | 26229.5764 | 26759.4355 | 27549.8037 | 0.12859 | 0.13313 | -0.14597 | -0.015432 | 0.49229
The following calculation is needed only if final energy consumption for aviation is expected to be higher than 6,18% (4,12% for Malta and Cyprus):
Final consumption in aviation | 197.2 | 342.5 | 341.3 | 345.4415 | 372.8277 | 404.7012 | 441.4071 | 473.0625 | 502.278 | 535.8648 | 559.2112 | 5.6387 | 0.88746 | 1.7028 | 1.3002 | 1.0795
Reduction for aviation limit (5) Article 5(6) | 0 | 0 | 0 | 0 | 0 | 0 | 0 | 0 | 0 | 0 | 0
Total consumption after reduction for aviation limit | 25968.5 | 27524.2651 | 26304.3664 | 25965.3446 | 26656.6553 | 26452.8965 | 26270.0881 | 26189.0117 | 26229.5764 | 26759.4355 | 27549.8037 | 0.12859 | 0.13313 | -0.14597 | -0.015432 | 0.49229
(1) Final energy consumption of all energy commodities in industry, households, services and agriculture, forestry and fishery except electricity, plus the consumption of heat for own use at electricity and heat plants and heat losses in networks.
(2) The gross electricity consumption is national gross electricity production, including autoproduction, plus imports, minus exports.
(3) Transport consumption as defined in Article 3(4)(a) of Directive 2009/28/EC. Renewable electricity in road transport for this figure has been multiplied by a factor of 2.5, as indicated by Article 3(4)(c) of Directive 2009/28/EC.
(4) As defined in Article (2)(f) of Directive 2009/28/EC. This comprises final energy consumption plus network losses and own use of heat and electricity at electricity and heating plants (NB: this does not include consumption of electricity for pumped hydro storage or for transformation in electrical boilers or heat pumps at district heating plants).
(5) According to Article 5(6) consumption for aviation has to be considered only up to 6,18 % (Community average), for Cyprus and Malta up to 4,12 % of gross final energy consumption .
Calculation table for the renewable energy contribution of each sector to final energy consumption (in Ktoe)
| 2000 | 2005 | 2010 | 2015 | 2020 | 2025 | 2030 | 2035 | 2040 | 2045 | 2050 | '00-'10 | '10-'20 | '20-'30 | '30-'40 | '40-'50
(A) Gross final consumption of RES for heating and cooling | 984.1 | 1438.3651 | 1805.9664 | 2173.6434 | 2432.0938 | 2475.1464 | 2633.71 | 2812.3697 | 3131.4799 | 3344.8337 | 3543.1828 | 6.2593 | 3.0213 | 0.79959 | 1.7462 | 1.2429
(B) Gross final consumption of electricity from RES | 184.2934 | 225.6957 | 454.6916 | 621.6444 | 563.3104 | 711.0387 | 801.4546 | 898.6403 | 1106.3762 | 1352.5748 | 1390.8321 | 9.4512 | 2.1652 | 3.5889 | 3.2767 | 2.3145
(C) Final consumption of energy from RES in transport | 74.3132 | 15.717 | 256.3705 | 325.1688 | 614.0548 | 605.6502 | 634.8535 | 668.9191 | 712.64 | 786.4096 | 819.9602 | 13.1827 | 9.1274 | 0.33366 | 1.1625 | 1.4127
(D) Total RES consumption (1) | 1230.2545 | 1666.712 | 2491.9085 | 3080.7008 | 3592.8437 | 3739.2434 | 3989.8387 | 4282.5333 | 4814.8209 | 5285.286 | 5532.7494 | 7.3133 | 3.7267 | 1.0536 | 1.8973 | 1.3996
(1) According to Article 5(1) of Directive 2009/28/EC gas, electricity and hydrogen from renewable energy sources shall only be considered once. No double counting is allowed.
Estimated trajectory of energy from renewable sources in heating and cooling, electricity, transport and overall (in %)
| 2000 | 2005 | 2010 | 2015 | 2020 | 2025 | 2030 | 2035 | 2040 | 2045 | 2050
RES-H&C (1) | 5.9069 | 9.0571 | 12.5779 | 15.5452 | 16.9784 | 17.8027 | 19.5631 | 21.6785 | 24.7136 | 26.2566 | 27.6732
RES-E (2) (C) | 3.4078 | 3.7877 | 7.5153 | 10.326 | 9.0085 | 10.8908 | 11.955 | 13.0172 | 15.6534 | 18.3538 | 17.47
RES-T (3) | 1.8218 | 0.2784 | 4.4265 | 5.5462 | 10.2409 | 10.2002 | 10.5639 | 10.8149 | 11.2646 | 12.132 | 12.3492
Overall RES share ( 4) (C ) | 4.7375 | 6.0554 | 9.4734 | 11.8647 | 13.4782 | 14.1355 | 15.1878 | 16.3524 | 18.3565 | 19.7511 | 20.0827
(1) Share of renewable energy in heating and cooling: gross final consumption of energy from renewable sources for heating and cooling (as defined in Articles 5(1)b) and 5(4) of Directive 2009/28/EC) divided by gross final consumption of energy for heating and cooling.
(2) Share of renewable energy in electricity: gross final consumption of electricity from renewable sources for electricity (as defined in Articles 5(1)(a) and 5(3) of Directive 2009/28/EC) divided by total gross final consumption of electricity.
(3) Share of renewable energy in transport: final energy from renewable sources consumed in transport (cf. Article 5(1)(c) and 5(5) of Directive 2009/28/EC) divided by the consumption in transport of 1) petrol; 2) diesel; 3) biofuels used in road and rail transport and 4) electricity in transport.
(4) Share of renewable energy in gross final energy consumption.

## indicator
Czech Republic:Reference scenario(REF2015f) | [15 empty] | SUMMARY ENERGY BALANCE AND INDICATORS (B)
| 2000 | 2005 | 2010 | 2015 | 2020 | 2025 | 2030 | 2035 | 2040 | 2045 | 2050 | '00-'10 | '10-'20 | '20-'30 | '30-'40 | '40-'50
Annual % Change
Main Energy System Indicators
Population (Million) | 10.2781 | 10.1989 | 10.4621 | 10.5473 | 10.6545 | 10.7316 | 10.7826 | 10.8302 | 10.9156 | 11.0147 | 11.0765 | 0.17759 | 0.18244 | 0.11952 | 0.12269 | 0.14642
GDP (in 000 MEuro'13) | 112.3438 | 137.2741 | 156.7089 | 164.7384 | 180.8171 | 196.5944 | 215.6296 | 235.16 | 254.5946 | 276.0691 | 297.2386 | 3.3843 | 1.4412 | 1.7764 | 1.675 | 1.5607
Gross Inl. Cons./GDP (toe/MEuro'13) | 365.8128 | 328.7117 | 285.1222 | 249.6203 | 226.7191 | 210.9566 | 191.0787 | 170.5043 | 150.6635 | 140.7745 | 135.7278 | -2.4612 | -2.266 | -1.6957 | -2.3484 | -1.0385
Gross Inl. Cons./Capita (toe/inhabitant) | 3.9985 | 4.4244 | 4.2708 | 3.8988 | 3.8476 | 3.8646 | 3.8212 | 3.7022 | 3.5141 | 3.5283 | 3.6423 | 0.66097 | -1.038 | -0.068932 | -0.83438 | 0.35899
Electricity Generated/Capita (kWh gross/inhabitant) | 7092.6389 | 8032.0234 | 8153.6928 | 7781.0508 | 7488.8606 | 7760.0781 | 7954.0967 | 8221.6069 | 8279.5421 | 8525.3715 | 9072.4567 | 1.4039 | -0.84694 | 0.60452 | 0.40181 | 0.91875
Carbon intensity (t of CO2/toe of GIC) | 3.0597 | 2.7544 | 2.5639 | 2.5031 | 2.4286 | 2.3905 | 2.3316 | 2.0128 | 1.6 | 1.4036 | 1.2534 | -1.7523 | -0.54063 | -0.40704 | -3.6954 | -2.4118
CO2 Emissions/Capita (t of CO2/inhabitant) | 12.2342 | 12.1864 | 10.9498 | 9.759 | 9.3444 | 9.2384 | 8.9093 | 7.452 | 5.6224 | 4.9524 | 4.5652 | -1.1029 | -1.573 | -0.47569 | -4.4989 | -2.0615
CO2 Emissions to GDP (t of CO2/MEuro'13) | 1119.277 | 905.3967 | 731.0256 | 624.8164 | 550.6131 | 504.2996 | 445.5097 | 343.1975 | 241.059 | 197.5938 | 170.1205 | -4.1704 | -2.7944 | -2.0959 | -5.957 | -3.4253
Import Dependency % | 22.9066 | 28.0135 | 25.6199 | 33.621 | 32.0302 | 30.6956 | 32.1161 | 35.3422 | 40.3813 | 41.6526 | 38.7556
Energy intensity indicators (2000=100)
Industry (Energy on Value added) | 100 | 68.9993 | 44.1628 | 42.6809 | 40.5888 | 36.9528 | 33.1903 | 29.2212 | 26.4846 | 24.9076 | 23.5657 | -7.8478 | -0.84035 | -1.9922 | -2.2317 | -1.1609
Residential (Energy on Private Income) | 100 | 86.6078 | 80.3885 | 74.6008 | 69.6143 | 62.712 | 55.2025 | 50.2213 | 45.7973 | 42.2513 | 39.4434 | -2.1593 | -1.4287 | -2.2929 | -1.8505 | -1.4825
Tertiary (Energy on Value added) | 100 | 81.7383 | 76.1725 | 73.2409 | 66.5693 | 60.3816 | 53.7715 | 48.2702 | 44.6989 | 41.5779 | 38.7024 | -2.685 | -1.3385 | -2.1124 | -1.831 | -1.4301
Transport (Energy on GDP) | 100 | 114.1973 | 102.9987 | 98.5834 | 92.0352 | 84.283 | 78.3723 | 74.3352 | 70.5024 | 66.8507 | 63.7868 | 0.2959 | -1.1191 | -1.5942 | -1.0527 | -0.99601
Carbon Intensity indicators
Electricity and Steam production (t of CO2/MWh) | 0.59906 | 0.54921 | 0.5205 | 0.46153 | 0.45003 | 0.44593 | 0.42759 | 0.31163 | 0.17457 | 0.11831 | 0.081753 | -1.3959 | -1.4444 | -0.51003 | -8.5691 | -7.3054
Final energy demand (t of CO2/toe) | 2.2709 | 2.1462 | 1.9421 | 1.9193 | 1.7941 | 1.7324 | 1.6728 | 1.6023 | 1.5265 | 1.4933 | 1.4634 | -1.5519 | -0.78936 | -0.69779 | -0.91064 | -0.42145
Industry | 2.7912 | 2.5549 | 2.2055 | 2.1595 | 1.9833 | 1.8606 | 1.6785 | 1.4927 | 1.2947 | 1.2487 | 1.1909 | -2.3275 | -1.0565 | -1.6546 | -2.5626 | -0.83249
Residential | 1.4335 | 1.326 | 1.24 | 1.2379 | 1.1443 | 1.1077 | 1.0998 | 1.0579 | 1.0008 | 0.94519 | 0.90557 | -1.4398 | -0.79948 | -0.39647 | -0.93822 | -0.99524
Tertiary | 1.6326 | 1.2645 | 1.2209 | 1.1764 | 1.1334 | 1.0485 | 1.0101 | 0.95242 | 0.91452 | 0.88648 | 0.87109 | -2.8641 | -0.74074 | -1.1449 | -0.9893 | -0.48539
Transport | 2.8498 | 2.9156 | 2.812 | 2.7856 | 2.6335 | 2.6424 | 2.6335 | 2.625 | 2.6156 | 2.6029 | 2.5924 | -0.13341 | -0.65379 | 0.00017427 | -0.06813 | -0.089191
Electricity and steam generation
Net Generation Capacity in MWe | 13990.2389 | 16314.0736 | 17995.2186 | 18815.8552 | 18570.9271 | 19073.0698 | 18910.9126 | 16906.0604 | 16161.9615 | 17384.4417 | 19083.5046 | 2.5494 | 0.31541 | 0.18158 | -1.5585 | 1.6755
Nuclear energy | 1958.4 | 4006.08 | 4006.08 | 4006.08 | 4006.08 | 4006.08 | 4006.08 | 5206.08 | 6406.08 | 7116.48 | 6847.68 | 7.4192 | 0 | 0 | 4.8063 | 0.66885
Renewable energy | 953 | 1043 | 2989 | 3627.5 | 3815.7434 | 3907.0282 | 3987.1798 | 4068.0797 | 4176.5488 | 4558.1695 | 5319.7513 | 12.1097 | 2.472 | 0.44045 | 0.46509 | 2.4489
Hydro (pumping excluded) | 952 | 1020 | 1049 | 1080 | 1080 | 1089.5191 | 1108.5724 | 1141.692 | 1190.0234 | 1300.0234 | 1392.7828 | 0.975 | 0.29166 | 0.26146 | 0.71152 | 1.5857
Wind | 1 | 22 | 213 | 281.5 | 408.2346 | 452.2346 | 487.8674 | 514.3788 | 546.6403 | 788.7747 | 837.8418 | 70.9377 | 6.7218 | 1.798 | 1.144 | 4.3629
Solar | 0 | 1 | 1727 | 2266 | 2327.5088 | 2365.2745 | 2390.74 | 2412.0088 | 2439.885 | 2469.3714 | 3089.1267 | 0 | 3.0291 | 0.2684 | 0.20369 | 2.3874
Other renewables (tidal etc.) | 0 | 0 | 0 | 0 | 0 | 0 | 0 | 0 | 0 | 0 | 0 | 0 | 0 | 0 | 0 | 0
Thermal power | 11078.8389 | 11264.9936 | 11000.1386 | 11182.2752 | 10749.1037 | 11159.9616 | 10917.6528 | 7631.9007 | 5579.3327 | 5709.7922 | 6916.0733 | -0.071265 | -0.23059 | 0.15571 | -6.4927 | 2.171
of which cogeneration units | 3733.3975 | 5199 | 4792 | 3841.1582 | 3972.5877 | 3026.3295 | 2941.4063 | 2861.773 | 3056.4577 | 3401.7285 | 3913.0077 | 2.5277 | -1.8578 | -2.9606 | 0.38443 | 2.5013
of which CCS units | 0 | 0 | 0 | 0 | 0 | 0 | 0 | 0 | 0 | 0 | 1320 | 0 | 0 | 0 | 0 | 0
Solids fired | 9823.1706 | 9935.0226 | 9571.3356 | 9656.4016 | 9486.6346 | 9413.9546 | 8797.2746 | 5363.7167 | 2303.4596 | 1880.7041 | 3097.6382 | -0.25937 | -0.088849 | -0.75158 | -12.5413 | 3.0066
Gas fired | 1096.7007 | 1109.8659 | 1175.9362 | 1220.4805 | 932.7154 | 1418.7854 | 1782.6527 | 1961.4048 | 2748.5771 | 3167.3306 | 3152.9616 | 0.70002 | -2.2906 | 6.692 | 4.4249 | 1.3821
Oil fired | 139.9123 | 139.9123 | 116.6373 | 133.9301 | 71.8501 | 63.7021 | 63.7021 | 27.6021 | 23.8003 | 23.8003 | 23.8003 | -1.803 | -4.7294 | -1.1964 | -9.3761 | 0
Biomass-waste fired | 19.0552 | 80.1928 | 136.2295 | 171.4631 | 257.5366 | 263.1526 | 273.6564 | 278.8101 | 503.1288 | 637.5903 | 641.3062 | 21.7379 | 6.5754 | 0.60896 | 6.279 | 2.4563
Hydrogen plants | 0 | 0 | 0 | 0 | 0 | 0 | 0 | 0 | 0 | 0 | 0 | 0 | 0 | 0 | 0 | 0
Geothermal heat | 0 | 0 | 0 | 0 | 0.36699 | 0.36699 | 0.36699 | 0.36699 | 0.36699 | 0.36699 | 0.36699 | 0 | 0 | 0 | 0 | 0
Load factor for net electric capacities (%) | 55.0462 | 52.8634 | 50.0383 | 46.2956 | 45.5333 | 46.3941 | 48.333 | 56.4885 | 60.5459 | 58.854 | 55.6994
Indicators for gross electricity production
Efficiency for thermal electricity production (%) | 31.4378 | 30.0111 | 30.2733 | 31.9403 | 32.7148 | 32.3632 | 33.4601 | 36.5129 | 44.5481 | 47.4097 | 44.0672
CHP indicator (% of electricity from CHP) | 17.9207 | 16.7987 | 14.2 | 17.4413 | 19.4875 | 15.7311 | 16.3022 | 18.1498 | 21.4763 | 23.4296 | 22.2629
CCS indicator (% of electricity from CCS) | 0 | 0 | 0 | 0 | 0 | 0 | 0 | 0 | 0 | 0 | 13.9184
Non fossil fuels in electricity generation (%) | 21.78 | 34.014 | 39.7637 | 42.512 | 42.8738 | 43.1436 | 43.1168 | 54.1127 | 67.1336 | 74.9152 | 70.358
- nuclear | 18.6392 | 30.1815 | 32.8157 | 33.6258 | 34.5861 | 33.1369 | 32.1737 | 42.3037 | 52.8257 | 58.0974 | 54.2008
- renewable energy forms and industrial waste | 3.1408 | 3.8325 | 6.948 | 8.8862 | 8.2877 | 10.0066 | 10.9431 | 11.8089 | 14.3079 | 16.8177 | 16.1571
Indicators for renewables (excluding industrial waste) (%) (B)
RES in gross final energy demand (%) | 4.7375 | 6.0554 | 9.4734 | 11.8647 | 13.4782 | 14.1355 | 15.1878 | 16.3524 | 18.3565 | 19.7511 | 20.0827
RES in transport (%) | 1.8218 | 0.2784 | 4.4265 | 5.5462 | 10.2409 | 10.2002 | 10.5639 | 10.8149 | 11.2646 | 12.132 | 12.3492
Transport sector
Passenger transport activity (Gpkm) | 103.3602 | 111.9322 | 108.2606 | 113.0153 | 124.4448 | 134.6444 | 145.5252 | 155.3846 | 164.7391 | 174.4137 | 183.5049 | 0.46429 | 1.403 | 1.5772 | 1.2479 | 1.0846
Public road transport | 16.1713 | 15.6079 | 16.9556 | 17.389 | 18.7107 | 20.1583 | 21.6188 | 22.6848 | 23.7523 | 24.9795 | 26.207 | 0.47472 | 0.98982 | 1.4552 | 0.94562 | 0.98831
Private cars and motorcycles | 66.84 | 71.79 | 67.09 | 68.4683 | 74.9117 | 80.4503 | 86.3368 | 92.0873 | 97.5217 | 102.9449 | 108.1108 | 0.03734 | 1.1089 | 1.4296 | 1.2256 | 1.0361
Rail | 15.368 | 14.6012 | 15.5877 | 17.731 | 19.9598 | 21.7005 | 23.4361 | 24.9189 | 26.2532 | 27.5881 | 28.7621 | 0.14205 | 2.5032 | 1.6185 | 1.1415 | 0.91689
Aviation | 4.9809 | 9.9331 | 8.6273 | 9.427 | 10.8626 | 12.3353 | 14.1334 | 15.6936 | 17.2119 | 18.9012 | 20.425 | 5.647 | 2.3307 | 2.6671 | 1.9901 | 1.7263
Inland navigation | 0 | 0 | 0 | 0 | 0 | 0 | 0 | 0 | 0 | 0 | 0 | 0 | 0 | 0 | 0 | 0
Travel per person (km per capita) | 10056.3529 | 10974.9744 | 10347.8976 | 10715.1092 | 11679.9892 | 12546.5428 | 13496.3418 | 14347.3772 | 15092.091 | 15834.6064 | 16567.0833 | 0.2862 | 1.2183 | 1.4559 | 1.1238 | 0.93683
Freight transport activity (Gtkm) | 46.2052 | 48.5485 | 47.7264 | 50.1815 | 54.8066 | 59.1964 | 63.8061 | 68.0828 | 72.2631 | 76.2368 | 79.96 | 0.32445 | 1.3929 | 1.532 | 1.2524 | 1.0173
Trucks | 28.6202 | 33.6195 | 33.9134 | 35.0381 | 37.872 | 40.6807 | 43.6225 | 46.545 | 49.2759 | 52.1942 | 54.9795 | 1.7115 | 1.1102 | 1.4236 | 1.2261 | 1.1013
Rail | 17.496 | 14.866 | 13.77 | 15.0996 | 16.8867 | 18.4642 | 20.1271 | 21.4768 | 22.9218 | 23.973 | 24.907 | -2.3664 | 2.0613 | 1.7709 | 1.3087 | 0.83406
Inland navigation | 0.089 | 0.063 | 0.043 | 0.043853 | 0.047862 | 0.051552 | 0.056385 | 0.060952 | 0.065358 | 0.06966 | 0.073449 | -7.0161 | 1.077 | 1.6524 | 1.4876 | 1.174
Freight activity per unit of GDP (tkm/000 Euro'13) | 411.2835 | 353.6607 | 304.5543 | 304.6134 | 303.1051 | 301.1092 | 295.9059 | 289.5168 | 283.8359 | 276.1513 | 269.0094 | -2.9597 | -0.047686 | -0.24009 | -0.41558 | -0.53506
Energy demand in transport (ktoe) | 4252 | 5982.5 | 6120.9173 | 6177.7914 | 6317.4458 | 6280.3963 | 6398.7622 | 6616.4605 | 6790.2414 | 6977.8852 | 7169.6859 | 3.7104 | 0.31653 | 0.12798 | 0.59559 | 0.54523
Public road transport | 232.8584 | 296.349 | 378.8937 | 384.7122 | 403.6033 | 417.7006 | 430.6614 | 442.0856 | 455.2215 | 472.9689 | 491.9487 | 4.9887 | 0.63377 | 0.65101 | 0.55616 | 0.77892
Private cars and motorcycles | 2562.5868 | 3388.5042 | 3393.956 | 3319.4914 | 3298.1707 | 3196.7135 | 3193.5733 | 3266.9711 | 3346.1101 | 3434.4168 | 3521.4447 | 2.8496 | -0.28587 | -0.32176 | 0.46767 | 0.51203
Trucks | 1038.4547 | 1753.3468 | 1810.1674 | 1914.0776 | 2004.4402 | 2012.5803 | 2070.7956 | 2164.5788 | 2214.6135 | 2266.3199 | 2335.3256 | 5.7141 | 1.0247 | 0.32621 | 0.67371 | 0.53215
Rail | 215.8 | 196.8 | 192.5003 | 210.5586 | 234.5844 | 244.6101 | 257.8804 | 264.9921 | 266.9406 | 262.9445 | 256.14 | -1.136 | 1.9969 | 0.9513 | 0.3459 | -0.41217
Aviation | 197.2 | 342.5 | 341.3 | 345.4415 | 372.8277 | 404.7012 | 441.4071 | 473.0625 | 502.278 | 535.8648 | 559.2112 | 5.6387 | 0.88746 | 1.7028 | 1.3002 | 1.0795
Inland navigation | 5.1 | 5 | 4.1 | 3.5101 | 3.8196 | 4.0905 | 4.4445 | 4.7704 | 5.0778 | 5.3703 | 5.6158 | -2.1589 | -0.70586 | 1.5267 | 1.341 | 1.0122
Efficiency indicator (activity related)
Passenger transport (toe/Mpkm) | 29.358 | 35.3576 | 36.3235 | 34.2325 | 31.2886 | 28.4257 | 26.4637 | 25.3555 | 24.4813 | 23.7305 | 23.106 | 2.1518 | -1.481 | -1.6609 | -0.77559 | -0.5765
Freight transport (toe/Mtkm) | 24.7763 | 38.1083 | 39.6329 | 39.9185 | 38.287 | 35.6565 | 34.0654 | 33.3351 | 32.1084 | 31.0784 | 30.4342 | 4.8098 | -0.34489 | -1.1615 | -0.58991 | -0.53407
| 0 | 0 | 0 | 0 | 0 | 0 | 0 | 0 | 0 | 0 | 0 | 0 | 0 | 0 | 0 | 0
Source: PRIMES

## industry
Czech Republic:Reference scenario(REF2015f) | [15 empty] | INDUSTRY
| 2000 | 2005 | 2010 | 2015 | 2020 | 2025 | 2030 | 2035 | 2040 | 2045 | 2050 | '00-'10 | '10-'20 | '20-'30 | '30-'40 | '40-'50
Annual % Change
Sectoral Value Added (in 000 MEuro'13) | 18.4065 | 25.4975 | 32.643 | 33.5618 | 36.6821 | 39.3759 | 43.1758 | 46.9138 | 50.5287 | 54.9122 | 59.133 | 5.8966 | 1.1734 | 1.6433 | 1.585 | 1.5849
Iron and steel | 1.8903 | 1.3647 | 0.80063 | 0.81272 | 0.85626 | 0.89014 | 0.93211 | 0.97724 | 1.0144 | 1.0476 | 1.0799 | -8.232 | 0.67403 | 0.85229 | 0.8497 | 0.62763
Non ferrous metals | 0.48562 | 0.30251 | 0.18646 | 0.18877 | 0.19586 | 0.20188 | 0.21058 | 0.22005 | 0.22902 | 0.23791 | 0.24683 | -9.1285 | 0.49334 | 0.72743 | 0.84274 | 0.75187
Chemicals | 0.88243 | 1.3396 | 1.7902 | 1.8394 | 1.9771 | 2.0893 | 2.225 | 2.3742 | 2.5202 | 2.6762 | 2.8242 | 7.3304 | 0.99784 | 1.1882 | 1.2538 | 1.1452
Non metallic minerals | 1.4847 | 1.7283 | 1.6828 | 1.6804 | 1.7669 | 1.8496 | 1.9423 | 2.0233 | 2.0997 | 2.1853 | 2.2507 | 1.2598 | 0.48882 | 0.951 | 0.78221 | 0.69722
Paper and pulp | 0.60511 | 0.83625 | 1.2633 | 1.2606 | 1.3292 | 1.3856 | 1.4635 | 1.5421 | 1.6145 | 1.6908 | 1.7661 | 7.6387 | 0.50982 | 0.96674 | 0.98715 | 0.90128
Food, drink and tobacco | 3.8453 | 4.0281 | 3.4295 | 3.4647 | 3.716 | 3.9289 | 4.1661 | 4.4128 | 4.6543 | 4.9091 | 5.1606 | -1.1378 | 0.80564 | 1.1498 | 1.1141 | 1.0381
Engineering | 5.5498 | 10.2981 | 16.3007 | 17.0103 | 19.1706 | 21.123 | 23.9963 | 26.7444 | 29.4695 | 32.9389 | 36.4263 | 11.3764 | 1.6349 | 2.2706 | 2.0758 | 2.142
Textiles | 0.80378 | 1.0769 | 0.88351 | 0.86907 | 0.85843 | 0.8252 | 0.79604 | 0.76922 | 0.74378 | 0.72062 | 0.69815 | 0.95024 | -0.28756 | -0.75171 | -0.67671 | -0.63109
Other industries | 2.8595 | 4.5229 | 6.3058 | 6.4358 | 6.8117 | 7.0822 | 7.4439 | 7.8505 | 8.1833 | 8.5059 | 8.6802 | 8.2295 | 0.77468 | 0.89145 | 0.95148 | 0.59122
Final Energy Demand (in ktoe) | 10129 | 9681.4 | 7933.1 | 7882.702 | 8193.2665 | 8007.082 | 7885.835 | 7543.8985 | 7364.2428 | 7526.5638 | 7668.4263 | -2.414 | 0.32321 | -0.38172 | -0.68198 | 0.40557
By sector
Iron and steel | 3086.8 | 2993.9 | 2276.8 | 2232.7502 | 2212.5906 | 2164.1007 | 2095.185 | 1973.4478 | 1742.2594 | 1739.9902 | 1748.4027 | -2.9978 | -0.28566 | -0.54374 | -1.8277 | 0.035205
Non ferrous metals | 83 | 89.9 | 62.5 | 74.1129 | 74.8421 | 75.9063 | 82.1378 | 80.1322 | 77.1714 | 76.7942 | 78.6433 | -2.7969 | 1.8185 | 0.93452 | -0.62176 | 0.18911
Chemicals | 1583 | 1862.4 | 1058.4 | 1124.6067 | 1147.5725 | 1089.9959 | 1015.3159 | 872.3249 | 892.1724 | 887.7163 | 909.0719 | -3.9457 | 0.81219 | -1.217 | -1.2846 | 0.18782
Non metallic minerals | 1182.6 | 1171.4 | 1035.7 | 1054.2776 | 1066.2193 | 1063.6389 | 1014.8369 | 952.9909 | 903.0804 | 898.9209 | 877.7724 | -1.3176 | 0.29084 | -0.49269 | -1.1599 | -0.28384
Paper and pulp | 484.9 | 630.1 | 581.1 | 592.8707 | 636.8774 | 583.6607 | 556.721 | 509.6856 | 450.7973 | 430.7768 | 424.0604 | 1.8263 | 0.92076 | -1.3361 | -2.0883 | -0.60955
Food, drink and tobacco | 777 | 716.7 | 570.5 | 567.7917 | 596.0207 | 604.8747 | 600.9116 | 539.5677 | 548.4649 | 566.0337 | 578.4369 | -3.042 | 0.43858 | 0.081759 | -0.90909 | 0.53348
Engineering | 951.2 | 1084.3 | 1169.8 | 1100.7067 | 1247.8253 | 1309.6261 | 1413.0384 | 1507.0477 | 1621.5569 | 1777.029 | 1925.1222 | 2.0902 | 0.64778 | 1.2512 | 1.386 | 1.7308
Textiles | 298.3 | 257.5 | 136.6 | 145.2133 | 145.2685 | 130.4515 | 120.9825 | 111.8188 | 106.9791 | 103.2208 | 95.1024 | -7.5132 | 0.61716 | -1.8127 | -1.2226 | -1.1699
Other industries | 1682.2 | 875.2 | 1041.7 | 990.3721 | 1066.0501 | 984.8273 | 986.7059 | 996.8831 | 1021.761 | 1046.0818 | 1031.8141 | -4.6795 | 0.23133 | -0.77045 | 0.34972 | 0.097958
By fuel
Solids | 3684.4 | 2980.7 | 1752 | 1860.0416 | 1696.592 | 1521.1199 | 1287.5589 | 970.5552 | 687.0687 | 645.7517 | 588.5375 | -7.1639 | -0.32085 | -2.721 | -6.0875 | -1.536
Oil | 681.3 | 544.9 | 392.3 | 230.9361 | 230.6711 | 222.7297 | 188.7613 | 153.0979 | 115.5725 | 102.0297 | 97.6581 | -5.3702 | -5.1718 | -1.9851 | -4.7875 | -1.6701
Gas | 3177.1 | 2974.4 | 2702.3 | 2536.8441 | 2670.2812 | 2522.867 | 2388.4083 | 2263.8025 | 2258.723 | 2353.1742 | 2386.3042 | -1.6056 | -0.11912 | -1.1094 | -0.55672 | 0.55097
Electricity | 1628.9 | 1990.1 | 1942.5 | 2027.9252 | 2155.0137 | 2228.0961 | 2320.0094 | 2387.0405 | 2494.6493 | 2628.192 | 2746.0288 | 1.7763 | 1.0436 | 0.74047 | 0.72841 | 0.9647
Heat (distributed CHP) (A) | 780.6 | 691.6 | 601.5 | 576.2475 | 647.2478 | 717.9372 | 807.6916 | 832.6846 | 841.0472 | 800.4587 | 818.1337 | -2.5727 | 0.73572 | 2.2392 | 0.40549 | -0.27584
Other (Biomass, waste, hydrogen etc.) | 176.7 | 499.7 | 542.5 | 650.7075 | 793.4607 | 794.3322 | 893.4054 | 936.7178 | 967.182 | 996.9574 | 1031.7639 | 11.8707 | 3.8754 | 1.1934 | 0.79662 | 0.64848
Fuel use as raw material (in ktoe) | 2093.2 | 2948.2 | 2782.6 | 2447.0044 | 2583.1687 | 2683.7604 | 2783.4792 | 2878.8916 | 2960.2726 | 3057.5725 | 3057.4854 | 2.8878 | -0.74093 | 0.74964 | 0.6177 | 0.32364
By sector
Petrochemical industry | 1417.8 | 1908.5 | 1815.8 | 1788.4548 | 1866.9107 | 1920.8585 | 1992.0782 | 2052.8823 | 2104.2274 | 2169.6831 | 2171.1552 | 2.5051 | 0.27797 | 0.65104 | 0.5492 | 0.3136
Other non energy uses | 675.4 | 1039.7 | 966.8 | 658.5496 | 716.258 | 762.9019 | 791.4011 | 826.0092 | 856.0453 | 887.8894 | 886.3302 | 3.652 | -2.955 | 1.0026 | 0.78827 | 0.34827
By fuel
Solids | 0 | 298.9 | 302.6 | 0 | 0 | 0 | 0 | 0 | 0 | 0 | 0 | 0 | -100 | 0 | 0 | 0
Oil | 2093.2 | 2649.3 | 2382.3 | 2306.6514 | 2436.6586 | 2533.0166 | 2627.1464 | 2717.787 | 2795.1386 | 2887.3017 | 2887.0991 | 1.3021 | 0.22587 | 0.75555 | 0.62176 | 0.32423
Gas | 0 | 0 | 97.7 | 140.3531 | 146.5101 | 150.7438 | 156.3329 | 161.1046 | 165.134 | 170.2708 | 170.3864 | 0 | 4.1351 | 0.65104 | 0.5492 | 0.3136
Energy intensity (toe/MEuro'13) | 550.2962 | 379.7003 | 243.0262 | 234.8712 | 223.3587 | 203.35 | 182.6449 | 160.8033 | 145.7439 | 137.0653 | 129.681 | -7.8478 | -0.84035 | -1.9922 | -2.2317 | -1.1609
Iron and steel | 1633.0067 | 2193.8201 | 2843.757 | 2747.2583 | 2584.0084 | 2431.1801 | 2247.7993 | 2019.4158 | 1717.5197 | 1660.8968 | 1619.0413 | 5.7038 | -0.95327 | -1.3842 | -2.6548 | -0.58873
Non ferrous metals | 170.9149 | 297.1791 | 335.2 | 392.6199 | 382.1177 | 376.0027 | 390.0472 | 364.1531 | 336.9642 | 322.7863 | 318.609 | 6.9676 | 1.3186 | 0.2056 | -1.4523 | -0.55855
Chemicals | 1793.9134 | 1390.2258 | 591.2127 | 611.4136 | 580.4348 | 521.6954 | 456.3259 | 367.4125 | 354.006 | 331.7016 | 321.8888 | -10.5059 | -0.18382 | -2.377 | -2.507 | -0.94657
Non metallic minerals | 796.4992 | 677.7655 | 615.4726 | 627.3824 | 603.4532 | 575.0595 | 522.5012 | 471.0073 | 430.1092 | 411.3579 | 389.9952 | -2.5454 | -0.19702 | -1.4301 | -1.9271 | -0.97427
Paper and pulp | 801.3458 | 753.4838 | 459.9736 | 470.2993 | 479.1295 | 421.2187 | 380.4095 | 330.5131 | 279.2119 | 254.7844 | 240.1117 | -5.4 | 0.40885 | -2.2808 | -3.0454 | -1.4973
Food, drink and tobacco | 202.0661 | 177.9238 | 166.3503 | 163.8796 | 160.3914 | 153.9568 | 144.238 | 122.2734 | 117.8416 | 115.3038 | 112.0871 | -1.9262 | -0.36412 | -1.0559 | -2.0009 | -0.4994
Engineering | 171.3945 | 105.2914 | 71.7637 | 64.7081 | 65.0905 | 61.9999 | 58.8856 | 56.35 | 55.0249 | 53.9493 | 52.8497 | -8.3377 | -0.97124 | -0.99682 | -0.67582 | -0.40252
Textiles | 371.122 | 239.1146 | 154.611 | 167.0914 | 169.2262 | 158.0838 | 151.9807 | 145.3666 | 143.8315 | 143.2398 | 136.2202 | -8.3838 | 0.90733 | -1.0691 | -0.54959 | -0.54222
Other industries | 588.2918 | 193.5022 | 165.1965 | 153.8843 | 156.5025 | 139.0576 | 132.5524 | 126.984 | 124.8598 | 122.9826 | 118.8705 | -11.9274 | -0.53917 | -1.6472 | -0.59609 | -0.49036
CO2 EMISSIONS (in kt CO2) | 28271.9803 | 24735.1826 | 17496.7171 | 17022.5223 | 16249.7067 | 14898.0318 | 13236.6024 | 11260.887 | 9534.8103 | 9398.6459 | 9132.3857 | -4.6853 | -0.73666 | -2.03 | -3.2271 | -0.4303
Iron and steel | 12971.1949 | 12901.2133 | 9392.6954 | 9639.2707 | 8791.0628 | 8239.3766 | 7402.149 | 6355.9898 | 4872.8165 | 4396.3898 | 4110.2175 | -3.1764 | -0.65978 | -1.705 | -4.0948 | -1.6876
Non ferrous metals | 146.4254 | 138.3416 | 113.2569 | 136.5579 | 137.8823 | 137.8523 | 145.1956 | 137.2876 | 126.9822 | 122.9029 | 125.4558 | -2.5359 | 1.9869 | 0.51815 | -1.3314 | -0.12086
Chemicals | 4111.3695 | 4863.3104 | 1721.6131 | 1808.3186 | 1760.4129 | 1413.0637 | 1046.0261 | 624.9147 | 601.8372 | 889.7283 | 938.014 | -8.3368 | 0.22312 | -5.0723 | -5.3777 | 4.5377
Non metallic minerals | 2725.5311 | 2230.7522 | 1950.7074 | 1933.5552 | 1894.6368 | 1839.6846 | 1659.9173 | 1472.6235 | 1317.0894 | 1267.3104 | 1223.2796 | -3.2894 | -0.29122 | -1.3139 | -2.2869 | -0.73617
Paper and pulp | 585.8794 | 611.6806 | 509.2916 | 377.1319 | 270.7462 | 192.3049 | 130.7202 | 69.1138 | 60.6446 | 56.0792 | 67.6354 | -1.3912 | -6.1229 | -7.0225 | -7.3928 | 1.097
Food, drink and tobacco | 1514.4174 | 1278.2885 | 905.9816 | 881.6369 | 911.9276 | 830.3709 | 680.5655 | 487.3022 | 461.6299 | 479.1272 | 442.751 | -5.0079 | 0.065437 | -2.884 | -3.8072 | -0.41669
Engineering | 1634.5974 | 1283.1124 | 1264.2918 | 960.4503 | 1109.1378 | 1125.6136 | 1147.6694 | 1142.8802 | 1179.8626 | 1281.4112 | 1364.7968 | -2.5361 | -1.3008 | 0.34209 | 0.27703 | 1.4667
Textiles | 574.5041 | 363.714 | 148.1566 | 144.6993 | 146.1823 | 120.4741 | 99.2544 | 88.7803 | 81.2632 | 79.4192 | 66.875 | -12.6742 | -0.13406 | -3.7977 | -1.9801 | -1.9298
Other industries | 4008.0611 | 1064.7695 | 1490.7226 | 1140.9016 | 1227.718 | 999.2911 | 925.1049 | 881.995 | 832.6847 | 826.2778 | 793.3607 | -9.4171 | -1.9223 | -2.7904 | -1.047 | -0.4826
Carbon intensity (in t CO2/toe) | 2.7912 | 2.5549 | 2.2055 | 2.1595 | 1.9833 | 1.8606 | 1.6785 | 1.4927 | 1.2947 | 1.2487 | 1.1909 | -2.3275 | -1.0565 | -1.6546 | -2.5626 | -0.83249
Iron and steel | 4.2021 | 4.3092 | 4.1254 | 4.3172 | 3.9732 | 3.8073 | 3.5329 | 3.2208 | 2.7968 | 2.5267 | 2.3508 | -0.18418 | -0.37519 | -1.1676 | -2.3093 | -1.7222
Non ferrous metals | 1.7642 | 1.5388 | 1.8121 | 1.8426 | 1.8423 | 1.8161 | 1.7677 | 1.7133 | 1.6455 | 1.6004 | 1.5953 | 0.26852 | 0.16542 | -0.41252 | -0.71409 | -0.30939
Chemicals | 2.5972 | 2.6113 | 1.6266 | 1.608 | 1.534 | 1.2964 | 1.0302 | 0.71638 | 0.67458 | 1.0023 | 1.0318 | -4.5715 | -0.58432 | -3.9028 | -4.1463 | 4.3417
Non metallic minerals | 2.3047 | 1.9043 | 1.8835 | 1.834 | 1.777 | 1.7296 | 1.6356 | 1.5453 | 1.4584 | 1.4098 | 1.3936 | -1.9981 | -0.58037 | -0.82526 | -1.1402 | -0.45361
Paper and pulp | 1.2082 | 0.97077 | 0.87643 | 0.63611 | 0.42512 | 0.32948 | 0.2348 | 0.1356 | 0.13453 | 0.13018 | 0.15949 | -3.1597 | -6.9794 | -5.7633 | -5.4175 | 1.717
Food, drink and tobacco | 1.9491 | 1.7836 | 1.588 | 1.5527 | 1.53 | 1.3728 | 1.1326 | 0.90313 | 0.84168 | 0.84646 | 0.76543 | -2.0276 | -0.37151 | -2.9633 | -2.9247 | -0.94513
Engineering | 1.7185 | 1.1834 | 1.0808 | 0.87258 | 0.88886 | 0.85949 | 0.8122 | 0.75836 | 0.72761 | 0.7211 | 0.70894 | -4.5316 | -1.936 | -0.89784 | -1.0938 | -0.25961
Textiles | 1.9259 | 1.4125 | 1.0846 | 0.99646 | 1.0063 | 0.92352 | 0.8204 | 0.79397 | 0.75962 | 0.76941 | 0.70319 | -5.5802 | -0.74662 | -2.0216 | -0.76684 | -0.76893
Other industries | 2.3826 | 1.2166 | 1.431 | 1.152 | 1.1517 | 1.0147 | 0.93757 | 0.88475 | 0.81495 | 0.78988 | 0.7689 | -4.9702 | -2.1487 | -2.0356 | -1.3919 | -0.57999
| 0 | 0 | 0 | 0 | 0 | 0 | 0 | 0 | 0 | 0 | 0 | 0 | 0 | 0 | 0 | 0
Source: PRIMES

## domestic
Czech Republic:Reference scenario(REF2015f) | [15 empty] | RESIDENTIAL, SERVICES AND AGRICULTURE
| 2000 | 2005 | 2010 | 2015 | 2020 | 2025 | 2030 | 2035 | 2040 | 2045 | 2050 | '00-'10 | '10-'20 | '20-'30 | '30-'40 | '40-'50
Annual % Change
RESIDENTIAL SECTOR
Key indicators
Private Consumption (in Euro'13/capita) | 5717.8095 | 6864.9813 | 7573.0507 | 7700.1377 | 8453.1501 | 9299.2521 | 10341.9368 | 11435.9133 | 12506.3255 | 13677.9284 | 14900.307 | 2.85 | 1.1055 | 2.0372 | 1.9184 | 1.7669
Population (mio) | 10.2781 | 10.1989 | 10.4621 | 10.5473 | 10.6545 | 10.7316 | 10.7826 | 10.8302 | 10.9156 | 11.0147 | 11.0765 | 0.17759 | 0.18244 | 0.11952 | 0.12269 | 0.14642
Number of households (mio) | 3.938 | 4.4691 | 4.5902 | 4.6495 | 4.7463 | 4.8305 | 4.9074 | 4.9783 | 5.0597 | 5.1461 | 5.2118 | 1.5445 | 0.33497 | 0.33429 | 0.30597 | 0.29663
Households size (inhabitants/household) | 2.61 | 2.2821 | 2.2792 | 2.2685 | 2.2448 | 2.2216 | 2.1972 | 2.1755 | 2.1574 | 2.1404 | 2.1253 | -1.3461 | -0.15203 | -0.21405 | -0.18272 | -0.14977
Final Energy Demand (in ktoe) | 6149.5 | 6345.2 | 6664.7 | 6339.8692 | 6560.6758 | 6548.774 | 6441.4019 | 6508.6618 | 6542.0548 | 6660.873 | 6811.9042 | 0.80779 | -0.15719 | -0.18331 | 0.15517 | 0.40502
By end use
Heating and cooling (incl. cooking) | 5617.7998 | 5646.5646 | 5991.2585 | 5620.2641 | 5828.2343 | 5778.6187 | 5662.6825 | 5673.0418 | 5673.7584 | 5730.8747 | 5809.5012 | 0.64569 | -0.27549 | -0.28775 | 0.019542 | 0.23671
Electric appliances and lighting | 531.7002 | 698.6354 | 673.4415 | 719.7112 | 732.4415 | 770.1553 | 778.7194 | 835.62 | 868.2964 | 929.9983 | 1002.403 | 2.3914 | 0.84336 | 0.61455 | 1.0948 | 1.4466
By fuel
Solids | 895.5 | 682 | 622.8 | 711.66 | 573.3786 | 441.4345 | 381.2518 | 327.9189 | 256.4696 | 160.3941 | 98.2928 | -3.5664 | -0.82338 | -3.9987 | -3.8869 | -9.145
Oil | 75.8 | 31.8 | 4.2 | 4.3001 | 4.1824 | 4.0058 | 3.7783 | 3.9188 | 3.9284 | 3.8434 | 3.7263 | -25.1213 | -0.04209 | -1.0108 | 0.3903 | -0.52667
Gas | 2049.3 | 2310.6 | 2382.4 | 2043.7171 | 2172.9429 | 2300.1489 | 2335.4052 | 2345.8199 | 2328.7901 | 2392.1269 | 2448.2012 | 1.5175 | -0.91604 | 0.72364 | -0.028361 | 0.5013
Electricity | 1188.5 | 1265.6 | 1292.2 | 1274.2549 | 1288.1038 | 1334.6544 | 1341.1049 | 1403.6548 | 1439.6136 | 1512.643 | 1604.0323 | 0.84005 | -0.031745 | 0.40404 | 0.71133 | 1.0873
Heat | 1213.4 | 1167.7 | 1198.2 | 1074.9209 | 1177.6426 | 1213.0386 | 1152.8876 | 1159.0549 | 1146.0486 | 1156.6379 | 1173.7314 | -0.12598 | -0.17291 | -0.21222 | -0.05948 | 0.23896
Other | 727 | 887.5 | 1164.9 | 1231.0163 | 1344.4255 | 1255.4918 | 1226.9741 | 1268.2946 | 1367.2045 | 1435.2278 | 1483.9201 | 4.8275 | 1.4436 | -0.90999 | 1.088 | 0.82256
Energy intensity
Household income related (toe/MEuro'13) | 104.6399 | 90.6264 | 84.1185 | 78.0623 | 72.8443 | 65.6218 | 57.7639 | 52.5515 | 47.9222 | 44.2117 | 41.2735 | -2.1593 | -1.4287 | -2.2929 | -1.8505 | -1.4825
Population related (toe/capita) | 0.59831 | 0.62215 | 0.63703 | 0.60109 | 0.61576 | 0.61023 | 0.59739 | 0.60097 | 0.59933 | 0.60472 | 0.61499 | 0.62908 | -0.33901 | -0.30247 | 0.032438 | 0.25823
CO2 EMISSIONS (in kt CO2) | 8815.2736 | 8413.5093 | 8264.0499 | 7847.9697 | 7507.5909 | 7253.9016 | 7084.0186 | 6885.686 | 6547.4882 | 6295.7793 | 6168.646 | -0.64363 | -0.95541 | -0.57905 | -0.78451 | -0.59425
Carbon intensity
Household income related (t CO2/MEuro'13) | 150.0007 | 120.1673 | 104.3047 | 96.6314 | 83.3581 | 72.6875 | 63.5266 | 55.5957 | 47.962 | 41.7884 | 37.376 | -3.568 | -2.2168 | -2.6803 | -2.7714 | -2.463
Population related (t CO2 per capita) | 0.85768 | 0.82495 | 0.7899 | 0.74407 | 0.70464 | 0.67594 | 0.65699 | 0.63579 | 0.59983 | 0.57158 | 0.55691 | -0.81976 | -1.1358 | -0.69774 | -0.90609 | -0.73958
Fuel consumption related (t CO2 per toe) | 1.4335 | 1.326 | 1.24 | 1.2379 | 1.1443 | 1.1077 | 1.0998 | 1.0579 | 1.0008 | 0.94519 | 0.90557 | -1.4398 | -0.79948 | -0.39647 | -0.93822 | -0.99524
SERVICES AND AGRICULTURE SECTOR
SECTORAL VALUE ADDED (in 000 MEuro'13) | 72.0973 | 82.9649 | 90.7372 | 97.1829 | 107.3308 | 117.737 | 129.999 | 142.9585 | 155.8308 | 170.0454 | 184.3327 | 2.3261 | 1.6937 | 1.9346 | 1.829 | 1.6939
Services | 69.3969 | 79.7716 | 88.395 | 94.8399 | 104.913 | 115.3134 | 127.5351 | 140.4526 | 153.3016 | 167.5097 | 181.807 | 2.4492 | 1.7279 | 1.9718 | 1.8572 | 1.72
Market services | 41.2203 | 44.8191 | 50.9686 | 55.5615 | 61.8662 | 68.3767 | 75.9839 | 84.1122 | 92.2545 | 101.1709 | 110.1901 | 2.1455 | 1.9565 | 2.0767 | 1.9592 | 1.7924
Non market services | 20.1695 | 21.3268 | 21.7493 | 22.218 | 23.8679 | 25.2859 | 27.1873 | 29.0923 | 30.9243 | 32.892 | 34.6949 | 0.75693 | 0.9339 | 1.3107 | 1.2963 | 1.1571
Trade | 9.3552 | 13.753 | 15.6772 | 17.0604 | 19.1789 | 21.6508 | 24.3639 | 27.248 | 30.1227 | 33.4468 | 36.922 | 5.2983 | 2.0365 | 2.4218 | 2.1444 | 2.0561
Agriculture | 2.7004 | 3.1933 | 2.3422 | 2.343 | 2.4178 | 2.4235 | 2.4639 | 2.5059 | 2.5292 | 2.5357 | 2.5257 | -1.4129 | 0.31842 | 0.18878 | 0.2621 | -0.013814
Final Energy Demand (in ktoe) | 4150.9 | 3904.3 | 3979.3 | 4097.9531 | 4113.5994 | 4092.9913 | 4024.5341 | 3972.9416 | 4010.2657 | 4070.5327 | 4107.3687 | -0.4213 | 0.33248 | -0.21865 | -0.03551 | 0.23954
By sector
Services | 3490.2 | 3356.1 | 3424 | 3480.523 | 3492.7054 | 3491.1358 | 3438.6281 | 3390.7331 | 3437.1505 | 3506.8278 | 3554.7948 | -0.19131 | 0.19887 | -0.15592 | -0.004298 | 0.33711
Agriculture | 660.7 | 548.2 | 555.3 | 617.43 | 620.894 | 601.8555 | 585.906 | 582.2085 | 573.1152 | 563.7049 | 552.5739 | -1.7229 | 1.1228 | -0.57833 | -0.22048 | -0.36433
By end use
Heating and cooling | 3117.521 | 2946.233 | 2999.538 | 3065.5095 | 3080.6367 | 3064.4275 | 2970.0698 | 2916.4807 | 2935.6257 | 2976.1908 | 2997.562 | -0.38506 | 0.26714 | -0.36484 | -0.11658 | 0.209
Electric appliances and lighting | 486.282 | 516.645 | 527.355 | 515.1729 | 513.6853 | 527.5753 | 565.6006 | 573.5463 | 602.1242 | 632.6045 | 661.2705 | 0.81415 | -0.26229 | 0.96742 | 0.62772 | 0.9414
Agriculture specific uses | 547.097 | 441.422 | 452.407 | 517.5531 | 519.2775 | 500.9886 | 488.8638 | 482.9145 | 472.5158 | 461.7374 | 448.5362 | -1.8825 | 1.3881 | -0.60173 | -0.33955 | -0.51946
By fuel
Solids | 553.8 | 105.9 | 49.3 | 44.6 | 37.6447 | 31.7687 | 25.2969 | 16.5766 | 10.8624 | 7.1178 | 4.6644 | -21.4856 | -2.6613 | -3.8971 | -8.1063 | -8.106
Oil | 488.5 | 374.8 | 361.4 | 361.8632 | 353.0291 | 346.491 | 343.8608 | 346.8229 | 341.6243 | 339.2278 | 334.032 | -2.9686 | -0.23407 | -0.26279 | -0.065233 | -0.22449
Gas | 1235.2 | 1416.9 | 1503 | 1495.4542 | 1453.6984 | 1314.9633 | 1233.5539 | 1125.3441 | 1092.7232 | 1077.393 | 1075.5324 | 1.9817 | -0.33297 | -1.6287 | -1.2049 | -0.15845
Electricity | 1227.9 | 1310.9 | 1496.6 | 1500.9058 | 1557.7741 | 1673.207 | 1714.1612 | 1790.9731 | 1869.7824 | 1956.1891 | 2007.7967 | 1.9986 | 0.40142 | 0.96125 | 0.87277 | 0.7147
Heat | 629.7 | 618.5 | 449.5 | 450.9313 | 463.4203 | 485.5576 | 485.2682 | 486.4696 | 495.302 | 501.3652 | 502.564 | -3.3149 | 0.30545 | 0.46174 | 0.20487 | 0.14566
Other | 15.8 | 77.3 | 119.5 | 244.1986 | 248.0327 | 241.0037 | 222.3931 | 206.7553 | 199.9716 | 189.2398 | 182.7791 | 22.4253 | 7.5757 | -1.0852 | -1.0571 | -0.89494
Energy intensity
Value added related (toe/MEuro'13) | 57.5736 | 47.0597 | 43.8552 | 42.1674 | 38.3264 | 34.7639 | 30.9582 | 27.7909 | 25.7347 | 23.9379 | 22.2824 | -2.685 | -1.3385 | -2.1124 | -1.831 | -1.4301
Services | 50.2933 | 42.0714 | 38.7352 | 36.6989 | 33.2915 | 30.2752 | 26.9622 | 24.1415 | 22.4208 | 20.9351 | 19.5526 | -2.5774 | -1.5031 | -2.0866 | -1.8275 | -1.3595
Agriculture | 244.6709 | 171.6711 | 237.0859 | 263.5204 | 256.7962 | 248.3389 | 237.7979 | 232.3322 | 226.597 | 222.307 | 218.7774 | -0.31442 | 0.8018 | -0.76567 | -0.48132 | -0.35057
Population related (toe/capita) | 0.40386 | 0.38282 | 0.38035 | 0.38853 | 0.38609 | 0.3814 | 0.37324 | 0.36684 | 0.36739 | 0.36955 | 0.37082 | -0.59783 | 0.14976 | -0.33777 | -0.15801 | 0.092982
Services | 0.33958 | 0.32907 | 0.32728 | 0.32999 | 0.32781 | 0.32531 | 0.31891 | 0.31308 | 0.31488 | 0.31838 | 0.32093 | -0.36824 | 0.016401 | -0.27511 | -0.12684 | 0.19041
Agriculture | 0.064282 | 0.053751 | 0.053077 | 0.058539 | 0.058275 | 0.056083 | 0.054338 | 0.053758 | 0.052504 | 0.051177 | 0.049887 | -1.8971 | 0.93862 | -0.69702 | -0.34276 | -0.51
CO2 EMISSIONS (in kt CO2) | 6776.5799 | 4937.1078 | 4858.1934 | 4820.8191 | 4662.304 | 4291.4625 | 4065.2407 | 3783.8969 | 3667.4578 | 3608.4302 | 3577.8681 | -3.2733 | -0.41072 | -1.361 | -1.0245 | -0.24701
Services | 5093.9883 | 3638.5524 | 3626.5298 | 3615.7399 | 3459.5091 | 3108.8649 | 2892.1103 | 2596.343 | 2493.2257 | 2437.8053 | 2418.3381 | -3.3408 | -0.47039 | -1.7755 | -1.4731 | -0.3045
Agriculture | 1682.5916 | 1298.5554 | 1231.6636 | 1205.0792 | 1202.7949 | 1182.5976 | 1173.1304 | 1187.5539 | 1174.2321 | 1170.6249 | 1159.53 | -3.0715 | -0.2369 | -0.24941 | 0.0093867 | -0.12592
Carbon intensity
Value added related (t CO2/MEuro'13) | 93.9922 | 59.5084 | 53.5414 | 49.6056 | 43.4386 | 36.4496 | 31.2713 | 26.4685 | 23.5349 | 21.2204 | 19.4098 | -5.4721 | -2.0693 | -3.2331 | -2.8022 | -1.9086
Services | 73.4037 | 45.6121 | 41.0264 | 38.1247 | 32.975 | 26.9601 | 22.677 | 18.4855 | 16.2635 | 14.5532 | 13.3017 | -5.6516 | -2.161 | -3.6748 | -3.2696 | -1.9903
Agriculture | 623.0985 | 406.6481 | 525.8601 | 514.3302 | 497.4652 | 487.9659 | 476.131 | 473.8974 | 464.2652 | 461.6566 | 459.0861 | -1.6824 | -0.55356 | -0.43737 | -0.25205 | -0.11212
Population related (t CO2 per capita) | 0.65932 | 0.48408 | 0.46436 | 0.45707 | 0.43759 | 0.39989 | 0.37702 | 0.34938 | 0.33598 | 0.3276 | 0.32302 | -3.4448 | -0.59208 | -1.4788 | -1.1457 | -0.39285
Services | 0.49562 | 0.35676 | 0.34664 | 0.34281 | 0.3247 | 0.28969 | 0.26822 | 0.23973 | 0.22841 | 0.22132 | 0.21833 | -3.5121 | -0.65163 | -1.8927 | -1.5939 | -0.45026
Agriculture | 0.16371 | 0.12732 | 0.11773 | 0.11425 | 0.11289 | 0.1102 | 0.1088 | 0.10965 | 0.10757 | 0.10628 | 0.10468 | -3.2434 | -0.41857 | -0.36849 | -0.11317 | -0.27194
Fuel consumption related (t CO2 per toe) | 1.6326 | 1.2645 | 1.2209 | 1.1764 | 1.1334 | 1.0485 | 1.0101 | 0.95242 | 0.91452 | 0.88648 | 0.87109 | -2.8641 | -0.74074 | -1.1449 | -0.9893 | -0.48539
Services | 1.4595 | 1.0842 | 1.0592 | 1.0388 | 0.9905 | 0.8905 | 0.84107 | 0.76572 | 0.72538 | 0.69516 | 0.6803 | -3.1555 | -0.66793 | -1.6221 | -1.4689 | -0.63946
Agriculture | 2.5467 | 2.3688 | 2.218 | 1.9518 | 1.9372 | 1.9649 | 2.0023 | 2.0397 | 2.0489 | 2.0767 | 2.0984 | -1.3723 | -1.3446 | 0.33083 | 0.23038 | 0.23929
| 0 | 0 | 0 | 0 | 0 | 0 | 0 | 0 | 0 | 0 | 0 | 0 | 0 | 0 | 0 | 0
Source: PRIMES

## transport
Czech Republic:Reference scenario(REF2015f) | [15 empty] | TRANSPORT SECTOR
| 2000 | 2005 | 2010 | 2015 | 2020 | 2025 | 2030 | 2035 | 2040 | 2045 | 2050 | '00-'10 | '10-'20 | '20-'30 | '30-'40 | '40-'50
Annual % Change
Transport activity
Passenger transport activity (Gpkm) | 103.3602 | 111.9322 | 108.2606 | 113.0153 | 124.4448 | 134.6444 | 145.5252 | 155.3846 | 164.7391 | 174.4137 | 183.5049 | 0.46429 | 1.403 | 1.5772 | 1.2479 | 1.0846
Public road transport | 16.1713 | 15.6079 | 16.9556 | 17.389 | 18.7107 | 20.1583 | 21.6188 | 22.6848 | 23.7523 | 24.9795 | 26.207 | 0.47472 | 0.98982 | 1.4552 | 0.94562 | 0.98831
Private cars(1) | 63.94 | 68.64 | 63.57 | 64.7332 | 70.9617 | 76.1648 | 81.7159 | 87.16 | 92.2881 | 97.4036 | 102.2616 | -0.058018 | 1.1061 | 1.4211 | 1.2241 | 1.0315
Motorcycles | 2.9 | 3.15 | 3.52 | 3.7351 | 3.95 | 4.2854 | 4.6209 | 4.9273 | 5.2336 | 5.5414 | 5.8492 | 1.9564 | 1.1592 | 1.5812 | 1.2529 | 1.1182
Rail | 15.368 | 14.6012 | 15.5877 | 17.731 | 19.9598 | 21.7005 | 23.4361 | 24.9189 | 26.2532 | 27.5881 | 28.7621 | 0.14205 | 2.5032 | 1.6185 | 1.1415 | 0.91689
Aviation(2) | 4.9809 | 9.9331 | 8.6273 | 9.427 | 10.8626 | 12.3353 | 14.1334 | 15.6936 | 17.2119 | 18.9012 | 20.425 | 5.647 | 2.3307 | 2.6671 | 1.9901 | 1.7263
Inland navigation | 0 | 0 | 0 | 0 | 0 | 0 | 0 | 0 | 0 | 0 | 0 | 0 | 0 | 0 | 0 | 0
Freight transport activity (Gtkm) | 46.2052 | 48.5485 | 47.7264 | 50.1815 | 54.8066 | 59.1964 | 63.8061 | 68.0828 | 72.2631 | 76.2368 | 79.96 | 0.32445 | 1.3929 | 1.532 | 1.2524 | 1.0173
Trucks(1) | 28.6202 | 33.6195 | 33.9134 | 35.0381 | 37.872 | 40.6807 | 43.6225 | 46.545 | 49.2759 | 52.1942 | 54.9795 | 1.7115 | 1.1102 | 1.4236 | 1.2261 | 1.1013
Rail | 17.496 | 14.866 | 13.77 | 15.0996 | 16.8867 | 18.4642 | 20.1271 | 21.4768 | 22.9218 | 23.973 | 24.907 | -2.3664 | 2.0613 | 1.7709 | 1.3087 | 0.83406
Inland navigation | 0.089 | 0.063 | 0.043 | 0.043853 | 0.047862 | 0.051552 | 0.056385 | 0.060952 | 0.065358 | 0.06966 | 0.073449 | -7.0161 | 1.077 | 1.6524 | 1.4876 | 1.174
Detailed Results
Activity indicators
Travel per person (km per capita) | 10056.3529 | 10974.9744 | 10347.8976 | 10715.1092 | 11679.9892 | 12546.5428 | 13496.3418 | 14347.3772 | 15092.091 | 15834.6064 | 16567.0833 | 0.2862 | 1.2183 | 1.4559 | 1.1238 | 0.93683
Freight activity per unit of GDP (tkm/000 Euro'13) | 411.2835 | 353.6607 | 304.5543 | 304.6134 | 303.1051 | 301.1092 | 295.9059 | 289.5168 | 283.8359 | 276.1513 | 269.0094 | -2.9597 | -0.047686 | -0.24009 | -0.41558 | -0.53506
Final Energy Demand (in ktoe) | 4252 | 5982.5 | 6120.9173 | 6177.7914 | 6317.4458 | 6280.3963 | 6398.7622 | 6616.4605 | 6790.2414 | 6977.8852 | 7169.6859 | 3.7104 | 0.31653 | 0.12798 | 0.59559 | 0.54523
By transport mean
Road transport | 3833.9 | 5438.2 | 5583.017 | 5618.2811 | 5706.2141 | 5626.9945 | 5695.0303 | 5873.6356 | 6015.945 | 6173.7057 | 6348.7189 | 3.83 | 0.2185 | -0.019617 | 0.5497 | 0.53985
Public road transport | 232.8584 | 296.349 | 378.8937 | 384.7122 | 403.6033 | 417.7006 | 430.6614 | 442.0856 | 455.2215 | 472.9689 | 491.9487 | 4.9887 | 0.63377 | 0.65101 | 0.55616 | 0.77892
Motorcycles | 81.0568 | 92.2124 | 111.7999 | 118.7283 | 123.6196 | 131.5273 | 139.0803 | 146.0394 | 152.6565 | 159.2327 | 165.904 | 3.2679 | 1.01 | 1.1854 | 0.93574 | 0.83566
Private cars | 2481.53 | 3296.2918 | 3282.156 | 3200.7631 | 3174.5511 | 3065.1862 | 3054.493 | 3120.9317 | 3193.4536 | 3275.1842 | 3355.5407 | 2.8357 | -0.33279 | -0.38478 | 0.44588 | 0.49633
Trucks | 1038.4547 | 1753.3468 | 1810.1674 | 1914.0776 | 2004.4402 | 2012.5803 | 2070.7956 | 2164.5788 | 2214.6135 | 2266.3199 | 2335.3256 | 5.7141 | 1.0247 | 0.32621 | 0.67371 | 0.53215
Rail | 215.8 | 196.8 | 192.5003 | 210.5586 | 234.5844 | 244.6101 | 257.8804 | 264.9921 | 266.9406 | 262.9445 | 256.14 | -1.136 | 1.9969 | 0.9513 | 0.3459 | -0.41217
Aviation | 197.2 | 342.5 | 341.3 | 345.4415 | 372.8277 | 404.7012 | 441.4071 | 473.0625 | 502.278 | 535.8648 | 559.2112 | 5.6387 | 0.88746 | 1.7028 | 1.3002 | 1.0795
Inland navigation | 5.1 | 5 | 4.1 | 3.5101 | 3.8196 | 4.0905 | 4.4445 | 4.7704 | 5.0778 | 5.3703 | 5.6158 | -2.1589 | -0.70586 | 1.5267 | 1.341 | 1.0122
By transport activity
Passenger transport | 3107.2088 | 4132.4013 | 4229.3815 | 4174.6183 | 4219.0647 | 4169.6633 | 4225.1822 | 4346.9127 | 4469.9901 | 4608.5631 | 4736.1664 | 3.1313 | -0.02442 | 0.01449 | 0.56483 | 0.58009
Freight transport | 1144.7912 | 1850.0987 | 1891.5358 | 2003.1731 | 2098.3812 | 2110.7331 | 2173.58 | 2269.5478 | 2320.2513 | 2369.3221 | 2433.5195 | 5.1499 | 1.0432 | 0.35271 | 0.65514 | 0.47777
By fuel
Solids | 0 | 0 | 0 | 0 | 0 | 0 | 0 | 0 | 0 | 0 | 0 | 0 | 0 | 0 | 0 | 0
Oil | 4138.1 | 5868.6 | 6014.01 | 6052.7132 | 6168.7858 | 6105.7731 | 6191.4951 | 6380.6485 | 6516.7496 | 6661.3286 | 6812.1862 | 3.8093 | 0.25443 | 0.036752 | 0.5133 | 0.44436
Liquified petroleum gas | 68.1 | 74.1 | 79.5 | 71.7304 | 68.4184 | 68.5307 | 87.0126 | 104.737 | 114.7706 | 120.8428 | 125.7917 | 1.5598 | -1.4899 | 2.4333 | 2.8075 | 0.92114
Gasoline | 1924.6 | 2127.4 | 1928.1 | 1747.0294 | 1542.4933 | 1359.4877 | 1286.2959 | 1292.5493 | 1301.7229 | 1315.3653 | 1326.6049 | 0.018171 | -2.2066 | -1.7999 | 0.11929 | 0.18952
of which biofuels | 0 | 0 | 57.5934 | 56.6097 | 128.8619 | 95.8369 | 87.683 | 87.9961 | 87.2432 | 86.8333 | 86.7882 | 0 | 8.3865 | -3.777 | -0.050271 | -0.052276
Diesel oil | 1948.2 | 3324.6 | 3665.11 | 3888.5117 | 4185.0461 | 4273.053 | 4376.7789 | 4510.2989 | 4597.9772 | 4689.2547 | 4800.5773 | 6.5235 | 1.3354 | 0.44896 | 0.49425 | 0.43213
of which biofuels | 61.9 | 2.7 | 173.21 | 227.6605 | 465.5297 | 452.7259 | 460.2435 | 473.3152 | 474.5079 | 476.2739 | 482.7721 | 10.8379 | 10.392 | -0.11414 | 0.30569 | 0.17281
Kerosene | 197.2 | 342.5 | 341.3 | 345.4415 | 372.8277 | 404.7012 | 441.4071 | 473.0625 | 502.278 | 535.8648 | 559.2112 | 5.6387 | 0.88746 | 1.7028 | 1.3002 | 1.0795
of which biofuels | 0 | 0 | 0 | 0 | 0 | 0 | 0 | 1.305 | 3.1562 | 9.5963 | 11.8855 | 0 | 0 | 0 | 0 | 14.1788
Residual fuel oil | 0 | 0 | 0 | 0.00016386 | 0.00033747 | 0.0004885 | 0.00064055 | 0.00078148 | 0.00090681 | 0.0010167 | 0.0011007 | 0 | 0 | 6.6181 | 3.5372 | 1.9567
of which of biomass origin | 0 | 0 | 0 | 0 | 3.7539e-05 | 5.1754e-05 | 6.7352e-05 | 8.2002e-05 | 9.3566e-05 | 0.00010323 | 0.00011066 | 0 | 0 | 6.0198 | 3.342 | 1.6926
Other liquids | 0 | 0 | 0 | 0 | 0 | 0 | 0 | 0 | 0 | 0 | 0 | 0 | 0 | 0 | 0 | 0
Gas | 4.1 | 9 | 8.6 | 8.9652 | 10.0437 | 13.3918 | 18.0348 | 21.9403 | 24.589 | 26.9118 | 29.2524 | 7.689 | 1.564 | 6.0283 | 3.1485 | 1.7518
of which biogas | 0 | 0 | 9.3525e-06 | 0.31356 | 1.0246 | 1.4293 | 2.2144 | 3.1317 | 4.4445 | 5.6599 | 6.6331 | 0 | 219.1259 | 8.0119 | 7.2151 | 4.0853
Methanol & ethanol | 0 | 0 | 0.40728 | 0.82931 | 2.0234 | 3.0662 | 4.5331 | 5.775 | 7.613 | 9.514 | 10.6555 | 0 | 17.3865 | 8.4006 | 5.3213 | 3.4195
Liquified hydrogen | 0 | 0 | 0 | 0.0066347 | 0.072988 | 0.40374 | 1.598 | 3.8517 | 12.1102 | 20.7021 | 30.9727 | 0 | 0 | 36.1547 | 22.4495 | 9.8456
Electricity | 109.8 | 104.9 | 97.9 | 115.2771 | 136.5199 | 157.7615 | 183.1012 | 204.2451 | 229.1797 | 259.4287 | 286.6191 | -1.1406 | 3.3811 | 2.9792 | 2.2701 | 2.2617
Electricity in road transport (%) | 0 | 0 | 0 | 0.0028365 | 0.095771 | 0.22628 | 0.42797 | 0.57882 | 0.79566 | 1.1037 | 1.3733 | 0 | 0 | 16.1496 | 6.3975 | 5.61
Biofuels in total fuels (excl.hydrogen and electricity) (%) | 1.4944 | 0.045937 | 3.8388 | 4.7078 | 9.666 | 9.0336 | 8.9261 | 8.9184 | 8.81 | 8.7772 | 8.738 | 9.8939 | 9.6744 | -0.79315 | -0.13081 | -0.082091
Vehicles efficiency
Passenger transport activity (toe/Mpkm) | 29.358 | 35.3576 | 36.3235 | 34.2325 | 31.2886 | 28.4257 | 26.4637 | 25.3555 | 24.4813 | 23.7305 | 23.106 | 2.1518 | -1.481 | -1.6609 | -0.77559 | -0.5765
Road transport | 33.6755 | 42.1618 | 44.8905 | 43.1437 | 39.5394 | 35.9255 | 33.5715 | 32.3167 | 31.345 | 30.5445 | 29.8798 | 2.9163 | -1.2613 | -1.6229 | -0.6839 | -0.47756
Public road transport | 14.3995 | 18.9871 | 22.3462 | 22.1239 | 21.5708 | 20.721 | 19.9207 | 19.4882 | 19.1653 | 18.9343 | 18.7717 | 4.4926 | -0.35256 | -0.79264 | -0.38581 | -0.20734
Private cars | 38.8103 | 48.0229 | 51.6306 | 49.4454 | 44.7361 | 40.2441 | 37.3794 | 35.8069 | 34.6031 | 33.6249 | 32.8133 | 2.8954 | -1.4231 | -1.7806 | -0.7688 | -0.52968
Motorcycles | 27.9506 | 29.2738 | 31.7613 | 31.7876 | 31.2961 | 30.6916 | 30.0978 | 29.6389 | 29.1684 | 28.7353 | 28.3635 | 1.2863 | -0.14747 | -0.38963 | -0.3132 | -0.27942
Rail | 7.4547 | 7.1945 | 7.3925 | 7.0483 | 7.2377 | 6.9375 | 6.8075 | 6.6132 | 6.3375 | 5.9922 | 5.6867 | -0.083751 | -0.21139 | -0.61097 | -0.71273 | -1.0777
Aviation(3) | 26.4372 | 23.0246 | 20.3116 | 18.8141 | 17.5354 | 16.6017 | 15.6151 | 14.9006 | 14.3261 | 13.8497 | 13.3478 | -2.6013 | -1.459 | -1.1531 | -0.85786 | -0.70478
Inland navigation | 0 | 0 | 0 | 0 | 0 | 0 | 0 | 0 | 0 | 0 | 0 | 0 | 0 | 0 | 0 | 0
Freight transport activity (toe/Mtkm) | 24.7763 | 38.1083 | 39.6329 | 39.9185 | 38.287 | 35.6565 | 34.0654 | 33.3351 | 32.1084 | 31.0784 | 30.4342 | 4.8098 | -0.34489 | -1.1615 | -0.58991 | -0.53407
Trucks | 36.284 | 52.1527 | 53.3762 | 54.6285 | 52.9267 | 49.4727 | 47.4708 | 46.505 | 44.9432 | 43.4209 | 42.4763 | 3.9353 | -0.084544 | -1.082 | -0.54567 | -0.56293
Rail | 5.7863 | 6.1719 | 5.6114 | 5.6681 | 5.3368 | 5.0943 | 4.8859 | 4.6654 | 4.3871 | 4.0726 | 3.7169 | -0.30646 | -0.50036 | -0.87883 | -1.0712 | -1.644
Inland navigation | 57.3034 | 79.3651 | 95.3491 | 80.0436 | 79.805 | 79.3473 | 78.8237 | 78.2646 | 77.6923 | 77.0932 | 76.4585 | 5.2237 | -1.7638 | -0.12364 | -0.14447 | -0.15995
Energy intensity
Income related (toe/MEuro'13) | 37.8481 | 43.5807 | 39.0591 | 37.5006 | 34.9383 | 31.946 | 29.6748 | 28.136 | 26.6708 | 25.2759 | 24.121 | 0.31546 | -1.1087 | -1.6196 | -1.0616 | -0.99984
Passenger transport (household income related) | 52.8723 | 59.0217 | 53.3811 | 51.4017 | 46.845 | 41.782 | 37.8897 | 35.0974 | 32.7438 | 30.5895 | 28.6966 | 0.095825 | -1.2976 | -2.0993 | -1.4491 | -1.3107
Freight transport (GDP related) | 10.1901 | 13.4774 | 12.0704 | 12.1597 | 11.605 | 10.7365 | 10.0802 | 9.6511 | 9.1135 | 8.5824 | 8.1871 | 1.7078 | -0.39241 | -1.3988 | -1.003 | -1.0663
Population related (toe/capita) | 0.4137 | 0.58659 | 0.58506 | 0.58572 | 0.59294 | 0.58523 | 0.59344 | 0.61093 | 0.62207 | 0.63351 | 0.64729 | 3.5266 | 0.13385 | 0.0084448 | 0.47231 | 0.39823
Passenger transport | 0.30231 | 0.40518 | 0.40426 | 0.3958 | 0.39599 | 0.38854 | 0.39185 | 0.40137 | 0.40951 | 0.4184 | 0.42759 | 2.9485 | -0.20648 | -0.10491 | 0.44159 | 0.43304
Freight transport | 0.11138 | 0.1814 | 0.1808 | 0.18992 | 0.19695 | 0.19668 | 0.20158 | 0.20956 | 0.21256 | 0.21511 | 0.2197 | 4.9635 | 0.85917 | 0.23291 | 0.53179 | 0.33087
CO2 EMISSIONS (in kt CO2) | 12388.9149 | 17701.5441 | 17493.8324 | 17487.7842 | 16942.5955 | 16923.8761 | 17202.3057 | 17738.2309 | 18147.5991 | 18566.6832 | 19004.2032 | 3.5107 | -0.31966 | 0.15224 | 0.53638 | 0.46228
Road transport | 11452.1803 | 16371.7513 | 16162.07 | 16160.7434 | 15526.3282 | 15420.2965 | 15588.4411 | 16044.4696 | 16395.6117 | 16770.7963 | 17185.8286 | 3.5049 | -0.4005 | 0.039933 | 0.50612 | 0.47182
Rail | 328.407 | 284.7226 | 293.0879 | 278.3809 | 285.073 | 275.8327 | 274.8862 | 262.7304 | 237.908 | 199.4551 | 158.0261 | -1.1314 | -0.27689 | -0.36322 | -1.4343 | -4.0087
Aviation | 592.7972 | 1029.5792 | 1025.9719 | 1038.4216 | 1120.7464 | 1216.5605 | 1326.9008 | 1418.1362 | 1500.3955 | 1582.0004 | 1645.2998 | 5.6387 | 0.88746 | 1.7028 | 1.2364 | 0.9262
Inland navigation | 15.5305 | 15.4909 | 12.7025 | 10.2382 | 10.448 | 11.1863 | 12.0776 | 12.8948 | 13.6839 | 14.4314 | 15.0486 | -1.99 | -1.935 | 1.46 | 1.2565 | 0.95518
Carbon intensity (in t CO2/toe) | 2.9137 | 2.9589 | 2.858 | 2.8308 | 2.6819 | 2.6947 | 2.6884 | 2.6809 | 2.6726 | 2.6608 | 2.6506 | -0.19258 | -0.63419 | 0.024232 | -0.058854 | -0.0825
Road transport | 2.9871 | 3.0105 | 2.8949 | 2.8765 | 2.721 | 2.7404 | 2.7372 | 2.7316 | 2.7254 | 2.7165 | 2.707 | -0.31311 | -0.61765 | 0.059561 | -0.043346 | -0.067659
Rail | 1.5218 | 1.4468 | 1.5225 | 1.3221 | 1.2152 | 1.1276 | 1.0659 | 0.99146 | 0.89124 | 0.75854 | 0.61695 | 0.004732 | -2.2292 | -1.3021 | -1.7741 | -3.6114
Aviation | 3.0061 | 3.0061 | 3.0061 | 3.0061 | 3.0061 | 3.0061 | 3.0061 | 2.9978 | 2.9872 | 2.9522 | 2.9422 | -1.5927e-08 | 0 | 0 | -0.063016 | -0.15168
Inland navigation | 3.0452 | 3.0982 | 3.0982 | 2.9168 | 2.7353 | 2.7347 | 2.7174 | 2.7031 | 2.6949 | 2.6873 | 2.6797 | 0.17263 | -1.2379 | -0.065624 | -0.083398 | -0.056454
Final Energy Demand in other sectors classified in transport (in ktoe)(4),(5) | 116.1 | 112.4 | 154.9 | 136.7548 | 153.0392 | 162.1063 | 171.9809 | 180.2916 | 188.8102 | 197.8632 | 202.215 | 2.9252 | -0.12078 | 1.1737 | 0.93796 | 0.68825
Oil | 1.652e-13 | 0 | 2.3093e-14 | 9.0949e-13 | 9.0949e-13 | 0 | 0 | 9.0949e-13 | 0 | 0 | 9.0949e-13 | -17.8616 | 44.3885 | -100 | 0 | 0
Gas | 25.2 | 29.7 | 65.4 | 43.3767 | 41.3514 | 42.5685 | 43.3168 | 43.9447 | 45.5098 | 47.2271 | 45.3595 | 10.0063 | -4.4807 | 0.46542 | 0.49509 | -0.033074
Electricity | 90.9 | 82.7 | 89.5 | 93.3781 | 111.6878 | 119.5379 | 128.6641 | 136.3468 | 143.3003 | 150.6361 | 156.8555 | -0.15509 | 2.2394 | 1.425 | 1.0832 | 0.90792
CO2 EMISSIONS in other sectors classified in transport (in kt CO2)(4),(5) | 59.1886 | 69.758 | 153.6085 | 101.8811 | 97.1244 | 99.9829 | 101.7406 | 103.2154 | 106.8914 | 110.9249 | 106.5384 | 10.0063 | -4.4807 | 0.46542 | 0.49509 | -0.033074
(1) Including light commercial vehicles.
(2) Domestic and international intra-EU aviation activity.
(3) Calculated based on aviation activity covering domestic, international intra-EU and international extra-EU to ensure higher consistency with bunker fuels.
(4) As in EUROSTAT balances , fuel consumption of airport utility vehicles, port cranes and pipeline transport are classified in final demand of transport.
(5) Fuel consumption other than electricity of airport utility vehicles, port cranes are classified in PRIMES model in final demand of road transport.
Source: PRIMES

## transport_detail
Czech Republic:Reference scenario(REF2015f) | [15 empty] | TRANSPORT SECTOR
| 2005 | 2010 | 2015 | 2020 | 2025 | 2030 | 2035 | 2040 | 2045 | 2050 | '95-'00 | '00-'10 | '10-'20 | '20-'30 | '30-'40 | '40-'50
Annual % Change
Transport activity - details
Passenger rail (Gpkm) | 14.6012 | 15.5877 | 17.731 | 19.9598 | 21.7005 | 23.4361 | 24.9189 | 26.2532 | 27.5881 | 28.7621 | 0 | 0 | 2.5032 | 1.6185 | 1.1415 | 0.91689
Conventional rail | 6.661 | 6.3197 | 7.8361 | 9.4489 | 10.6998 | 11.9279 | 12.8677 | 13.6393 | 14.4269 | 15.0689 | 0 | 0 | 4.1042 | 2.3571 | 1.3498 | 1.0017
High speed rail | 0.006 | 0.271 | 0.29756 | 0.48636 | 0.59909 | 0.73106 | 0.98085 | 1.2486 | 1.5396 | 1.824 | 0 | 0 | 6.0227 | 4.1596 | 5.4988 | 3.8625
Tram and metro | 7.9342 | 8.997 | 9.5974 | 10.0246 | 10.4016 | 10.7772 | 11.0704 | 11.3653 | 11.6216 | 11.8693 | 0 | 0 | 1.0873 | 0.72659 | 0.53267 | 0.43487
International extra-EU aviation | 4.9423 | 8.1759 | 8.9337 | 10.3988 | 12.0419 | 14.1346 | 16.0542 | 17.8485 | 19.7903 | 21.4703 | 0 | 0 | 2.4341 | 3.1169 | 2.3604 | 1.8647
Road freight (Gtkm) | 33.6195 | 33.9134 | 35.0381 | 37.872 | 40.6807 | 43.6225 | 46.545 | 49.2759 | 52.1942 | 54.9795 | 0 | 0 | 1.1102 | 1.4236 | 1.2261 | 1.1013
of which international road freight transit | 8.8333 | 7.444 | 7.3871 | 7.9598 | 8.6597 | 9.54 | 10.4507 | 11.2127 | 11.8521 | 12.2522 | 0 | 0 | 0.67228 | 1.8274 | 1.6286 | 0.89052
Maritime freight (Gtkm) | 0.063 | 0.043 | 0.043853 | 0.047862 | 0.051552 | 0.056385 | 0.060952 | 0.065358 | 0.06966 | 0.073449 | 0 | 0 | 1.077 | 1.6524 | 1.4876 | 1.174
Inland navigation | 0.063 | 0.043 | 0.043853 | 0.047862 | 0.051552 | 0.056385 | 0.060952 | 0.065358 | 0.06966 | 0.073449 | 0 | 0 | 1.077 | 1.6524 | 1.4876 | 1.174
International maritime (bunkers) | 0 | 0 | 0 | 0 | 0 | 0 | 0 | 0 | 0 | 0 | 0 | 0 | 0 | 0 | 0 | 0
Marine bunkers
Bunker fuels (ktoe) | 0 | 0 | 0 | 0 | 0 | 0 | 0 | 0 | 0 | 0 | 0 | 0 | 0 | 0 | 0 | 0
CO2 emissions (kt CO2) | 0 | 0 | 0 | 0 | 0 | 0 | 0 | 0 | 0 | 0 | 0 | 0 | 0 | 0 | 0 | 0
| 0 | 0 | 0 | 0 | 0 | 0 | 0 | 0 | 0 | 0 | 0 | 0 | 0 | 0 | 0 | 0
Total stock per category and per fuel (in thousand vehicles) | 4418.722 | 5114.586 | 4894.7901 | 5082.9896 | 5087.5488 | 5427.7931 | 5948.6806 | 6292.2184 | 6657.6705 | 7035.4339 | 0 | 0 | -0.06195 | 0.65849 | 1.4888 | 1.1227
Light duty vehicles (passenger cars, vans) | 4228.0736 | 4950.857 | 4705.0797 | 4870.3947 | 4872.0153 | 5194.1405 | 5697.7156 | 6026.3886 | 6376.7423 | 6740.0934 | 0 | 0 | -0.16372 | 0.64564 | 1.4973 | 1.1255
Diesel Conventional | 941.521 | 1323.199 | 1452.8592 | 1755.5905 | 1856.1813 | 1951.7348 | 2091.5234 | 2169.9933 | 2257.6903 | 2318.8063 | 0 | 0 | 2.8679 | 1.0648 | 1.0657 | 0.66549
Diesel Hybrid | 0 | 1.0859 | 4.9307 | 80.6743 | 220.9201 | 376.0684 | 501.7973 | 601.9627 | 694.0441 | 820.8631 | 0 | 0 | 53.8486 | 16.6415 | 4.8167 | 3.1502
Diesel plug-in hybrid | 0 | 0 | 0.38548 | 14.384 | 36.9633 | 77.3188 | 113.6189 | 150.807 | 200.1157 | 256.3032 | 0 | 0 | 0 | 18.3152 | 6.9089 | 5.4468
Gasoline Conventional | 3115.6701 | 3457.8302 | 3089.806 | 2714.2616 | 2208.4009 | 1960.0279 | 1918.4003 | 1838.4591 | 1781.2955 | 1724.9396 | 0 | 0 | -2.3921 | -3.2032 | -0.63826 | -0.63533
Gasoline Hybrid | 0.55029 | 1.7307 | 14.1001 | 151.5276 | 371.0223 | 560.451 | 715.059 | 808.5187 | 871.5988 | 924.8454 | 0 | 0 | 56.3969 | 13.9737 | 3.7326 | 1.3533
Gasoline plug-in hybrid | 0 | 0 | 0.34094 | 16.1818 | 37.2601 | 71.3322 | 99.9656 | 125.2677 | 150.2425 | 176.4255 | 0 | 0 | 0 | 15.9914 | 5.7926 | 3.4838
LPG | 145.996 | 144.102 | 116.5763 | 106.7364 | 99.1306 | 128.0407 | 157.8836 | 175.8039 | 187.1163 | 195.2822 | 0 | 0 | -2.957 | 1.8365 | 3.221 | 1.0563
CNG | 24.3362 | 22.1616 | 24.8634 | 25.1706 | 27.0439 | 35.5219 | 41.5074 | 45.4901 | 48.5497 | 51.4071 | 0 | 0 | 1.2813 | 3.5047 | 2.5043 | 1.2303
Electric | 0 | 0 | 0.13839 | 2.9414 | 9.8923 | 23.8358 | 41.3929 | 75.5952 | 129.8799 | 187.5108 | 0 | 0 | 0 | 23.2728 | 12.2345 | 9.5098
Other | 0 | 0.7477 | 1.0791 | 2.9264 | 5.2006 | 9.8091 | 16.5671 | 34.4908 | 56.2094 | 83.7101 | 0 | 0 | 14.6202 | 12.8571 | 13.3986 | 9.2716
Heavy duty vehicles (heavy goods vehicles, buses and coaches) | 190.6484 | 163.729 | 189.7105 | 212.5949 | 215.5335 | 233.6526 | 250.965 | 265.8298 | 280.9282 | 295.3406 | 0 | 0 | 2.6462 | 0.94894 | 1.2986 | 1.0583
Diesel Conventional | 190.6484 | 163.692 | 189.4073 | 209.9938 | 208.7489 | 217.5141 | 220.1717 | 221.9087 | 224.3376 | 223.964 | 0 | 0 | 2.5222 | 0.35248 | 0.20022 | 0.092238
Diesel Hybrid | 0 | 0.036224 | 0.27619 | 2.3735 | 6.1255 | 14.925 | 28.8956 | 41.541 | 53.8507 | 68.2349 | 0 | 0 | 51.9283 | 20.1858 | 10.7787 | 5.088
LPG | 0 | 0.00043863 | 0.026009 | 0.15692 | 0.4272 | 0.67894 | 0.88818 | 1.0094 | 1.0768 | 1.1558 | 0 | 0 | 80.0356 | 15.7749 | 4.0452 | 1.364
LNG | 0 | 0.00033608 | 0.0010027 | 0.070438 | 0.21973 | 0.45413 | 0.86067 | 1.1507 | 1.3851 | 1.6688 | 0 | 0 | 70.662 | 20.486 | 9.7433 | 3.7872
Electric | 0 | 0 | 1.6078e-06 | 0.00024138 | 0.011934 | 0.079765 | 0.14748 | 0.21745 | 0.27298 | 0.30936 | 0 | 0 | 0 | 78.6119 | 10.5492 | 3.5881
Other | 0 | 0 | 1.1663e-06 | 2.8058e-05 | 0.00020959 | 0.00067763 | 0.0013723 | 0.0026328 | 0.0049645 | 0.0076593 | 0 | 0 | 0 | 37.4972 | 14.5363 | 11.2696
Passenger car specific CO2 emissions (gCO2/km) | 210.0561 | 210.0801 | 203.4205 | 173.5744 | 157.2958 | 145.8447 | 139.0732 | 133.5671 | 128.8761 | 124.9508 | 0 | 0 | -1.8907 | -1.7256 | -0.87553 | -0.66462
Source: PRIMES

## power generation
Czech Republic:Reference scenario(REF2015f) | [15 empty] | POWER GENERATION SECTOR (1,2)
| 2000 | 2005 | 2010 | 2015 | 2020 | 2025 | 2030 | 2035 | 2040 | 2045 | 2050 | '00-'10 | '10-'20 | '20-'30 | '30-'40 | '40-'50
Annual % Change
Electricity consumption (in GWh) | 62883.7209 | 69286.0465 | 70359.3023 | 70205.3732 | 72922.9538 | 76139.3239 | 78182.1097 | 80511.1225 | 82431.9236 | 85950.2419 | 92843.8759 | 1.1296 | 0.35853 | 0.6988 | 0.53072 | 1.1966
Final energy demand | 49372.093 | 55281.3953 | 57194.186 | 58276.0599 | 61036.0387 | 64107.6388 | 66128.3817 | 68863.4914 | 71820.0614 | 75663.8241 | 79085.26 | 1.4815 | 0.65224 | 0.80455 | 0.82908 | 0.96828
Industry (incl.electricity for process CCS) | 18940.6977 | 23140.6977 | 22587.2093 | 23580.5256 | 25058.2984 | 25908.0938 | 26976.8537 | 27756.2852 | 29007.5495 | 30560.3724 | 31930.5673 | 1.7763 | 1.0436 | 0.74047 | 0.72841 | 0.9647
Households | 13819.7674 | 14716.2791 | 15025.5814 | 14816.9176 | 14977.9514 | 15519.2375 | 15594.2428 | 16321.5671 | 16739.6929 | 17588.8718 | 18651.5388 | 0.84005 | -0.031745 | 0.40404 | 0.71133 | 1.0873
Tertiary | 14277.907 | 15243.0233 | 17402.3256 | 17452.3927 | 18113.6528 | 19455.8956 | 19932.1074 | 20825.2685 | 21741.6554 | 22746.3847 | 23346.4733 | 1.9986 | 0.40142 | 0.96125 | 0.87277 | 0.7147
Transport | 2333.7209 | 2181.3953 | 2179.0698 | 2426.224 | 2886.1361 | 3224.412 | 3625.1778 | 3960.3706 | 4331.1635 | 4768.1952 | 5156.6807 | -0.68331 | 2.8501 | 2.306 | 1.7953 | 1.7599
Energy branch | 8556.9767 | 8976.7442 | 8700 | 7836.5648 | 7808.2085 | 7886.9547 | 7964.0872 | 7530.4065 | 6497.8976 | 6128.9757 | 9588.4231 | 0.1659 | -1.0756 | 0.19786 | -2.0141 | 3.9675
Own consumption & pumping | 5645.3488 | 6604.6512 | 6648.8372 | 5964.6759 | 5928.7207 | 5985.8855 | 5926.9677 | 5621.4577 | 4902.2431 | 4535.9099 | 7648.1694 | 1.6496 | -1.1398 | -0.0029571 | -1.8803 | 4.5481
Refineries & other uses | 2911.6279 | 2372.093 | 2051.1628 | 1871.8889 | 1879.4878 | 1901.0692 | 2037.1195 | 1908.9488 | 1595.6545 | 1593.0658 | 1940.2537 | -3.4424 | -0.87027 | 0.80863 | -2.4129 | 1.9746
Transmission and distribution losses | 4954.6512 | 5025.5814 | 4465.1163 | 4092.7485 | 4078.7066 | 4144.7304 | 4089.6408 | 4117.2246 | 4113.9646 | 4157.442 | 4170.1928 | -1.0349 | -0.90107 | 0.026776 | 0.059318 | 0.13584
Electricity supply (in GWh) | 62883.7209 | 69286.0465 | 70359.3023 | 70205.3732 | 72922.9538 | 76139.3239 | 78182.1097 | 80511.1225 | 82431.9236 | 85950.2419 | 92843.8759 | 1.1296 | 0.35853 | 0.6988 | 0.53072 | 1.1966
Net imports | -10015.1163 | -12631.3953 | -14945.3488 | -11863.5947 | -6867.3442 | -7138.664 | -7583.4474 | -8530.323 | -7944.1797 | -7954.3084 | -7646.955 | 4.0842 | -7.4816 | 0.99684 | 0.4658 | -0.38059
Nuclear power plants production | 13587.2093 | 24723.2558 | 27993.0233 | 27596.3636 | 27596.3636 | 27595.7759 | 27593.9436 | 37667.8612 | 47741.7789 | 54556.1396 | 54466.8841 | 7.4959 | -0.14261 | -0.00087695 | 5.6352 | 1.3266
Generation from hydro, wind, solar, tidal etc. | 1759.3023 | 2401.1628 | 3739.5349 | 5078.5072 | 5513.7429 | 5549.8209 | 5714.591 | 5979.2879 | 6326.4845 | 7539.5717 | 8626.0746 | 7.832 | 3.9592 | 0.35843 | 1.0224 | 3.149
Thermal power plants production (incl. biomass/waste) | 57552.3256 | 54793.0233 | 53572.093 | 49394.0971 | 46680.1915 | 50132.391 | 52457.0225 | 45394.2964 | 36307.84 | 31808.839 | 37397.8723 | -0.7141 | -1.3676 | 1.1736 | -3.6127 | 0.29624
of which in CHP power plants | 14214.7433 | 15270.1957 | 13449.2084 | 14313.8573 | 15549.0954 | 13100.5066 | 13981.6751 | 16160.8213 | 19409.4216 | 22001.4627 | 22372.1662 | -0.55206 | 1.4614 | -1.0569 | 3.3345 | 1.4307
Distributed Steam/Heat consumption (in GWh) | 38666.2791 | 38605.814 | 36183.7209 | 32644.4708 | 34669.4564 | 35911.8112 | 35692.1144 | 35430.329 | 34537.8 | 33815.2762 | 34048.3449 | -0.66139 | -0.42659 | 0.29113 | -0.32821 | -0.14263
Final energy demand | 30508.1395 | 28811.6279 | 26153.4884 | 24443.0201 | 26608.2638 | 28099.2247 | 28440.0868 | 28816.3852 | 28865.0901 | 28586.7652 | 29004.99 | -1.5283 | 0.17254 | 0.668 | 0.14844 | 0.048361
Industry | 9076.7442 | 8041.8605 | 6994.186 | 6700.5525 | 7526.137 | 8348.1066 | 9391.763 | 9682.3793 | 9779.6187 | 9307.6598 | 9513.1831 | -2.5727 | 0.73572 | 2.2392 | 0.40549 | -0.27584
Households | 14109.3023 | 13577.907 | 13932.5581 | 12499.08 | 13693.5187 | 14105.0995 | 13405.6703 | 13477.3821 | 13326.1464 | 13449.2774 | 13648.0393 | -0.12598 | -0.17291 | -0.21222 | -0.05948 | 0.23896
Tertiary | 7322.093 | 7191.8605 | 5226.7442 | 5243.3876 | 5388.6081 | 5646.0186 | 5642.6535 | 5656.6238 | 5759.325 | 5829.828 | 5843.7676 | -3.3149 | 0.30545 | 0.46174 | 0.20487 | 0.14566
Energy branch | 4909.3023 | 3927.907 | 4620.9302 | 3865.5187 | 3811.1569 | 3818.2928 | 3759.2718 | 3481.0062 | 2916.9651 | 2810.5107 | 2941.6143 | -0.60353 | -1.9082 | -0.13698 | -2.5049 | 0.084183
Transmission and distribution losses | 3248.8372 | 5866.2791 | 5409.3023 | 4335.932 | 4250.0356 | 3994.2937 | 3492.7557 | 3132.9375 | 2755.7448 | 2418.0003 | 2101.7406 | 5.2304 | -2.3831 | -1.9432 | -2.3422 | -2.6728
Distributed Steam/Heat supply (in GWh) | 38663.9535 | 38606.9767 | 36183.7209 | 32644.7049 | 34669.3665 | 35913.058 | 35692.0919 | 35429.8646 | 34537.8185 | 33815.274 | 34048.5027 | -0.66079 | -0.42662 | 0.29115 | -0.3282 | -0.14259
CHP power plants production (A) | 28811.6279 | 29669.7674 | 28130.2326 | 26122.0375 | 27719.0609 | 28783.7933 | 28876.8172 | 28642.5196 | 27824.2307 | 27088.8633 | 27302.0248 | -0.23906 | -0.14714 | 0.41003 | -0.37063 | -0.18928
District Heating units production | 9852.3256 | 8937.2093 | 8053.4884 | 6522.6674 | 6950.3056 | 7129.2647 | 6815.2747 | 6787.345 | 6713.5878 | 6726.4107 | 6746.4779 | -1.9958 | -1.4624 | -0.196 | -0.15022 | 0.048883
Gross Electricity generation by fuel type (in GWh) | 72911 | 81931 | 85319 | 82068.9679 | 79790.2979 | 83277.9879 | 85765.5571 | 89041.4455 | 90376.1033 | 93904.5504 | 100490.831 | 1.584 | -0.66771 | 0.72477 | 0.525 | 1.0665
Nuclear energy | 13590 | 24728 | 27998 | 27596.3636 | 27596.3636 | 27595.7759 | 27593.9436 | 37667.8612 | 47741.7789 | 54556.1396 | 54466.8841 | 7.4956 | -0.14439 | -0.00087695 | 5.6352 | 1.3266
Renewables | 2290 | 3140 | 5928 | 7292.7722 | 6612.7924 | 8333.3267 | 9385.4314 | 10514.8294 | 12930.9442 | 15792.6182 | 16236.4418 | 9.9784 | 1.0992 | 3.5636 | 3.2565 | 2.3025
Hydro | 1758 | 2380 | 2789 | 2421.427 | 2540.5136 | 2471.433 | 2560.7616 | 2715.9356 | 2940.5884 | 3453.2072 | 3877.1931 | 4.7232 | -0.92883 | 0.079416 | 1.3927 | 2.8036
Wind | 1 | 21 | 335 | 508.2086 | 759.3888 | 824.17 | 877.5865 | 911.6248 | 991.2816 | 1664.47 | 1782.253 | 78.8564 | 8.528 | 1.4571 | 1.2257 | 6.0418
Solar, tidal etc. | 0 | 0 | 616 | 2148.8716 | 2213.8405 | 2254.2179 | 2276.2429 | 2351.7275 | 2394.6145 | 2421.8945 | 2966.6286 | 0 | 13.6466 | 0.27836 | 0.50825 | 2.1651
Biomass & waste | 531 | 739 | 2188 | 2214.265 | 1096.9599 | 2781.4161 | 3668.7507 | 4533.4519 | 6602.3701 | 8250.9568 | 7608.2775 | 15.2114 | -6.6715 | 12.8321 | 6.0518 | 1.4282
Geothermal heat | 0 | 0 | 0 | 0 | 2.0897 | 2.0897 | 2.0897 | 2.0897 | 2.0897 | 2.0897 | 2.0897 | 0 | 0 | 0 | 0 | 0
Fossil fuels | 57031 | 54063 | 51393 | 47179.8321 | 45581.1419 | 47348.8853 | 48786.1822 | 40858.7549 | 29703.3802 | 23555.7926 | 29787.5051 | -1.0355 | -1.1929 | 0.68184 | -4.8408 | 0.028286
Coal and lignite | 52752 | 49522 | 47113 | 41094.9696 | 41990.1737 | 40671.975 | 38739.1741 | 28715.7156 | 14514.0687 | 6972.4387 | 17947.895 | -1.1242 | -1.1445 | -0.8026 | -9.3508 | 2.1463
Petroleum products | 372 | 326 | 159 | 231.4815 | 0 | 0 | 0 | 0 | 0 | 0 | 0 | -8.1487 | 0 | 0 | 0 | 0
Natural gas | 1691 | 1470 | 1073 | 3786.7698 | 1784.1466 | 4776.213 | 8185.6267 | 10089.7295 | 12663.8929 | 14113.6245 | 9422.7314 | -4.4467 | 5.2163 | 16.4561 | 4.4604 | -2.913
Coke & blast-furnace gasses | 2216 | 2745 | 3048 | 2066.6112 | 1806.8216 | 1900.6972 | 1861.3813 | 2053.3098 | 2525.4186 | 2469.7293 | 2416.8787 | 3.2392 | -5.0948 | 0.29794 | 3.0979 | -0.43834
Other fuels (hydrogen, methanol)(D) | 0 | 0 | 0 | 0 | 0 | 0 | 0 | 0 | 0 | 0 | 0 | 0 | 0 | 0 | 0 | 0
Gross Electricity generation by fuel type (in %) | 100 | 100 | 100 | 100 | 100 | 100 | 100 | 100 | 100 | 100 | 100
Nuclear energy | 18.6392 | 30.1815 | 32.8157 | 33.6258 | 34.5861 | 33.1369 | 32.1737 | 42.3037 | 52.8257 | 58.0974 | 54.2008
Renewables | 3.1408 | 3.8325 | 6.948 | 8.8862 | 8.2877 | 10.0066 | 10.9431 | 11.8089 | 14.3079 | 16.8177 | 16.1571
Hydro | 2.4112 | 2.9049 | 3.2689 | 2.9505 | 3.184 | 2.9677 | 2.9858 | 3.0502 | 3.2537 | 3.6774 | 3.8583
Wind | 0.0013715 | 0.025631 | 0.39264 | 0.61925 | 0.95173 | 0.98966 | 1.0232 | 1.0238 | 1.0968 | 1.7725 | 1.7735
Solar, tidal etc. | 0 | 0 | 0.722 | 2.6184 | 2.7746 | 2.7069 | 2.654 | 2.6412 | 2.6496 | 2.5791 | 2.9521
Biomass & waste | 0.72829 | 0.90198 | 2.5645 | 2.6981 | 1.3748 | 3.3399 | 4.2777 | 5.0914 | 7.3054 | 8.7865 | 7.5711
Geothermal heat | 0 | 0 | 0 | 0 | 0.0026189 | 0.0025093 | 0.0024365 | 0.0023468 | 0.0023122 | 0.0022253 | 0.0020795
Fossil fuels | 78.22 | 65.986 | 60.2363 | 57.488 | 57.1262 | 56.8564 | 56.8832 | 45.8873 | 32.8664 | 25.0848 | 29.642
Coal and lignite | 72.3512 | 60.4435 | 55.2198 | 50.0737 | 52.6257 | 48.8388 | 45.1687 | 32.2498 | 16.0596 | 7.425 | 17.8602
Petroleum products | 0.51021 | 0.3979 | 0.18636 | 0.28206 | 0 | 0 | 0 | 0 | 0 | 0 | 0
Natural gas | 2.3193 | 1.7942 | 1.2576 | 4.6141 | 2.236 | 5.7353 | 9.5442 | 11.3315 | 14.0124 | 15.0298 | 9.3767
Coke & blast-furnace gasses | 3.0393 | 3.3504 | 3.5725 | 2.5181 | 2.2645 | 2.2824 | 2.1703 | 2.306 | 2.7943 | 2.63 | 2.4051
Other fuels (hydrogen, methanol)(D) | 0 | 0 | 0 | 0 | 0 | 0 | 0 | 0 | 0 | 0 | 0
Fuel input in thermal power plants (in ktoe) | 15743.8 | 15701.5 | 15218.7 | 13299.4703 | 12271.1784 | 13321.8855 | 13482.6195 | 10691.871 | 7009.2267 | 5770.0406 | 7298.4367 | -0.33864 | -2.1297 | 0.94593 | -6.3324 | 0.40515
Solids | 13944.9 | 14025.1 | 13444.8 | 10676.6152 | 11015.7123 | 11146.5076 | 10731.1613 | 7582.3563 | 3528.1082 | 1857.4023 | 4107.5515 | -0.36455 | -1.973 | -0.26137 | -10.5275 | 1.5323
Hard coal | 1898.4 | 1717.3 | 2064.9 | 1833.4436 | 1814.8993 | 1937.0814 | 1609.0391 | 879.1545 | 186.0862 | 134.2889 | 29.0615 | 0.84425 | -1.2822 | -1.1967 | -19.4038 | -16.946
Lignite and other solid fuels | 12046.5 | 12307.8 | 11379.9 | 8843.1717 | 9200.813 | 9209.4262 | 9122.1222 | 6703.2018 | 3342.022 | 1723.1134 | 4078.49 | -0.56764 | -2.1031 | -0.085857 | -9.5536 | 2.0115
Oil | 310.6 | 161 | 78.4 | 58.8077 | 0 | 0 | 0 | 0 | 0 | 0 | 0 | -12.8612 | 0 | 0 | 0 | 0
Diesel oil | 1 | 4 | 1 | 34.4547 | 0 | 0 | 0 | 0 | 0 | 0 | 0 | 0 | 0 | 0 | 0 | 0
Fuel oil and other liquid fuels | 309.6 | 157 | 77.4 | 24.353 | 0 | 0 | 0 | 0 | 0 | 0 | 0 | -12.9449 | 0 | 0 | 0 | 0
Gas | 1235.8 | 1291.8 | 1133.6 | 1938.0167 | 969.8862 | 1440.7272 | 1863.6113 | 2101.7095 | 2239.4408 | 2465.0055 | 1782.9876 | -0.85949 | -1.5476 | 6.7489 | 1.8541 | -2.2536
Natural gas | 693.8 | 675 | 404.8 | 1207.8866 | 321.6308 | 805.0122 | 1239.7541 | 1525.6937 | 1919.6101 | 2140.5631 | 1459.4611 | -5.2453 | -2.2736 | 14.4453 | 4.4691 | -2.7033
Other gas fuels | 542 | 616.8 | 728.8 | 730.13 | 648.2553 | 635.715 | 623.8572 | 576.0157 | 319.8307 | 324.4425 | 323.5265 | 3.0056 | -1.1643 | -0.3829 | -6.463 | 0.11496
Biomass & waste | 252.5 | 223.6 | 561.9 | 626.0307 | 283.7829 | 732.8536 | 886.0498 | 1006.0081 | 1239.8806 | 1445.8356 | 1406.1005 | 8.3278 | -6.603 | 12.0591 | 3.4171 | 1.266
Geothermal heat | 0 | 0 | 0 | 0 | 1.7971 | 1.7971 | 1.7971 | 1.7971 | 1.7971 | 1.7971 | 1.7971 | 0 | 0 | 0 | 0 | 0
Other fuels (hydrogen, methanol)(D) | 0 | 0 | 0 | 0 | 0 | 0 | 0 | 0 | 0 | 0 | 0 | 0 | 0 | 0 | 0 | 0
Fuel input in nuclear power plants (in ktoe) | 3505.6 | 6404.9 | 7247.7 | 6798.2424 | 6798.2424 | 6798.2424 | 6798.2424 | 8957.2951 | 11116.3477 | 12472.2781 | 12127.2265 | 7.5335 | -0.63816 | 0 | 5.0404 | 0.87416
Fuel input in district heating units (in ktoe) | 975.3 | 916.2 | 786.9 | 650.4096 | 694.4014 | 711.1594 | 628.0354 | 589.6006 | 578.5514 | 575.2919 | 558.8935 | -2.1236 | -1.2427 | -0.99951 | -0.81733 | -0.34509
Solids | 261.1 | 147.5 | 106.5 | 54.0586 | 53.0892 | 53.2108 | 54.0484 | 54.6253 | 54.9693 | 43.0035 | 55.6887 | -8.5773 | -6.7249 | 0.17923 | 0.1691 | 0.13011
Oil | 97.4 | 86.4 | 21.2 | 3.492 | 0 | 0 | 0 | 0 | 0 | 0 | 0 | -14.1426 | 0 | 0 | 0 | 0
Gas | 573.4 | 624.5 | 620.8 | 546.1084 | 563.8814 | 525.0292 | 362.6603 | 286.7422 | 271.0834 | 274.0474 | 164.8988 | 0.79742 | -0.95704 | -4.3178 | -2.8685 | -4.8494
Biomass & waste | 43.4 | 57.8 | 37.7 | 46.7506 | 77.4308 | 132.9194 | 194.204 | 220.0401 | 224.3638 | 230.1061 | 306.4844 | -1.3981 | 7.4626 | 9.6313 | 1.4541 | 3.1681
Electricity, Geothermal, Solar | 0 | 0 | 0 | 0 | 0 | 0 | 17.1227 | 28.193 | 28.1348 | 28.1348 | 31.8217 | 0 | 0 | 0 | 5.0914 | 1.239
Other fuels (hydrogen, methanol) | 0 | 0 | 0 | 0 | 0 | 0 | 0 | 0 | 0 | 0 | 0 | 0 | 0 | 0 | 0 | 0
CO2 EMISSIONS (in kt CO2) | 66833.1409 | 66193.5981 | 63234.9964 | 52943.8215 | 51509.7152 | 53151.1491 | 51934.3279 | 38789.5069 | 21805.7053 | 15110.4237 | 10999.0252 | -0.55188 | -2.03 | 0.082129 | -8.3122 | -6.6147
Thermal power plants | 64087.3707 | 63835.7777 | 61263.4557 | 51421.3585 | 49960.5813 | 51692.7547 | 50853.7529 | 37884.8027 | 20936.3238 | 14284.7291 | 10376.0003 | -0.44962 | -2.0188 | 0.17735 | -8.4923 | -6.7792
District heating units | 2745.7701 | 2357.8204 | 1971.5407 | 1522.463 | 1549.1339 | 1458.3944 | 1080.575 | 904.7042 | 869.3816 | 825.6946 | 623.025 | -3.2582 | -2.3824 | -3.5379 | -2.1512 | -3.2771
(1) Information on installed power generation capacities and selected indicators for electricity production can be found in the second page of this report: "Summary energy balances and indicators (B)" (sheet "indicator")
(2) Due to statistical differences present in Eurostat data, the individual items shown for electricity consumption and supply in 2000 and 2005 do not always add up to the totals shown. In any case, the modelling, being calibrated to the individual supply and consumption items for 2000 and 2005, ensures consistency of consumption and supply numbers for the projection years.
Source: PRIMES

## pg-detail
Czech Republic:Reference scenario(REF2015f) | [15 empty] | POWER GENERATION SECTOR - DETAILS
| 2000 | 2005 | 2010 | 2015 | 2020 | 2025 | 2030 | 2035 | 2040 | 2045 | 2050 | '00-'10 | '10-'20 | '20-'30 | '30-'40 | '40-'50
Annual % Change
Net Installed Power Capacity (in MWe) | 13990.2389 | 16314.0736 | 17995.2186 | 18815.8552 | 18570.9271 | 19073.0698 | 18910.9126 | 16906.0604 | 16161.9615 | 17384.4417 | 19083.5046 | 2.5494 | 0.31541 | 0.18158 | -1.5585 | 1.6755
Nuclear energy | 1958.4 | 4006.08 | 4006.08 | 4006.08 | 4006.08 | 4006.08 | 4006.08 | 5206.08 | 6406.08 | 7116.48 | 6847.68 | 7.4192 | 0 | 0 | 4.8063 | 0.66885
Renewable energy | 953 | 1043 | 2989 | 3627.5 | 3815.7434 | 3907.0282 | 3987.1798 | 4068.0797 | 4176.5488 | 4558.1695 | 5319.7513 | 12.1097 | 2.472 | 0.44045 | 0.46509 | 2.4489
Hydro (pumping excluded) | 952 | 1020 | 1049 | 1080 | 1080 | 1089.5191 | 1108.5724 | 1141.692 | 1190.0234 | 1300.0234 | 1392.7828 | 0.975 | 0.29166 | 0.26146 | 0.71152 | 1.5857
Lakes | 734.5423 | 772.5986 | 772.0721 | 789.2509 | 789.2509 | 789.2509 | 789.2509 | 789.2509 | 789.2509 | 789.2509 | 789.2509 | 0.49955 | 0.2203 | 0 | 0 | 0
Run of river | 217.4577 | 247.4014 | 276.9279 | 290.7491 | 290.7491 | 300.2682 | 319.3216 | 352.4411 | 400.7726 | 510.7726 | 603.5319 | 2.447 | 0.48823 | 0.94179 | 2.298 | 4.179
Wind power | 1 | 22 | 213 | 281.5 | 408.2346 | 452.2346 | 487.8674 | 514.3788 | 546.6403 | 788.7747 | 837.8418 | 70.9377 | 6.7218 | 1.798 | 1.144 | 4.3629
Wind on-shore | 1 | 22 | 213 | 281.5 | 408.2346 | 452.2346 | 487.8674 | 514.3788 | 546.6403 | 788.7747 | 837.8418 | 70.9377 | 6.7218 | 1.798 | 1.144 | 4.3629
Wind off-shore | 0 | 0 | 0 | 0 | 0 | 0 | 0 | 0 | 0 | 0 | 0 | 0 | 0 | 0 | 0 | 0
Solar | 0 | 1 | 1727 | 2266 | 2327.5088 | 2365.2745 | 2390.74 | 2412.0088 | 2439.885 | 2469.3714 | 3089.1267 | 0 | 3.0291 | 0.2684 | 0.20369 | 2.3874
Other renewables (tidal etc.) | 0 | 0 | 0 | 0 | 0 | 0 | 0 | 0 | 0 | 0 | 0 | 0 | 0 | 0 | 0 | 0
Thermal power | 11078.8389 | 11264.9936 | 11000.1386 | 11182.2752 | 10749.1037 | 11159.9616 | 10917.6528 | 7631.9007 | 5579.3327 | 5709.7922 | 6916.0733 | -0.071265 | -0.23059 | 0.15571 | -6.4927 | 2.171
Solids fired | 9823.1706 | 9935.0226 | 9571.3356 | 9656.4016 | 9486.6346 | 9413.9546 | 8797.2746 | 5363.7167 | 2303.4596 | 1880.7041 | 3097.6382 | -0.25937 | -0.088849 | -0.75158 | -12.5413 | 3.0066
Oil fired | 139.9123 | 139.9123 | 116.6373 | 133.9301 | 71.8501 | 63.7021 | 63.7021 | 27.6021 | 23.8003 | 23.8003 | 23.8003 | -1.803 | -4.7294 | -1.1964 | -9.3761 | 0
Gas fired | 1096.7007 | 1109.8659 | 1175.9362 | 1220.4805 | 932.7154 | 1418.7854 | 1782.6527 | 1961.4048 | 2748.5771 | 3167.3306 | 3152.9616 | 0.70002 | -2.2906 | 6.692 | 4.4249 | 1.3821
Natural gas | 1010.2528 | 1023.4179 | 1093.2882 | 1137.8325 | 846.8325 | 1298.255 | 1696.346 | 1907.8792 | 2710.0004 | 3117.7413 | 3096.2459 | 0.79302 | -2.5221 | 7.1943 | 4.7962 | 1.3413
Derived gasses | 86.448 | 86.448 | 82.648 | 82.648 | 85.8829 | 120.5303 | 86.3067 | 53.5256 | 38.5767 | 49.5893 | 56.7157 | -0.44852 | 0.38468 | 0.049236 | -7.7369 | 3.9293
Biomass-waste fired | 19.0552 | 80.1928 | 136.2295 | 171.4631 | 257.5366 | 263.1526 | 273.6564 | 278.8101 | 503.1288 | 637.5903 | 641.3062 | 21.7379 | 6.5754 | 0.60896 | 6.279 | 2.4563
Hydrogen plants | 0 | 0 | 0 | 0 | 0 | 0 | 0 | 0 | 0 | 0 | 0 | 0 | 0 | 0 | 0 | 0
Geothermal heat | 0 | 0 | 0 | 0 | 0.36699 | 0.36699 | 0.36699 | 0.36699 | 0.36699 | 0.36699 | 0.36699 | 0 | 0 | 0 | 0 | 0
Net Power Capacity Investment (1) (in MWe - for five years period) |  | 2329.2117 | 2135.5233 | 964.4659 | 4622.5592 | 4143.2812 | 2479.2643 | 3517.1938 | 3330.6595 | 3161.2349 | 5395.4981 | 0 | 8.0284 | -6.0398 | 2.9961 | 4.9422
Nuclear energy |  | 2047.68 | 0 | 0 | 0 | 489.6 | 1468.8 | 1200 | 1200 | 1200 | 1200 | 0 | 0 | 0 | -2.001 | 0
Renewable energy |  | 90 | 1946.5265 | 669.5 | 188.2434 | 92.2848 | 81.1516 | 1827.8999 | 848.9691 | 608.1295 | 2696.832 | 0 | -20.8327 | -8.0699 | 26.4618 | 12.2525
Hydro (pumping excluded) |  | 68 | 29.5265 | 62 | 0 | 9.5191 | 19.0533 | 33.1196 | 48.3314 | 110 | 92.7593 | 0 | 0 | 0 | 9.7554 | 6.7365
Lakes |  | 38.0564 | 0 | 34.3575 | 0 | 0 | 0 | 0 | 0 | 0 | 0 | 0 | 0 | 0 | 0 | 0
Run of river |  | 29.9436 | 29.5265 | 27.6425 | 0 | 9.5191 | 19.0533 | 33.1196 | 48.3314 | 110 | 92.7593 | 0 | 0 | 0 | 9.7554 | 6.7365
Wind power |  | 21 | 191 | 68.5 | 126.7346 | 45 | 35.6328 | 47.5114 | 233.7615 | 406.1343 | 220.5518 | 0 | -4.0188 | -11.9163 | 20.6958 | -0.58
Wind on-shore |  | 21 | 191 | 68.5 | 126.7346 | 45 | 35.6328 | 47.5114 | 233.7615 | 406.1343 | 220.5518 | 0 | -4.0188 | -11.9163 | 20.6958 | -0.58
Wind off-shore |  | 0 | 0 | 0 | 0 | 0 | 0 | 0 | 0 | 0 | 0 | 0 | 0 | 0 | 0 | 0
Solar |  | 1 | 1726 | 539 | 61.5088 | 37.7657 | 26.4655 | 1747.2689 | 566.8762 | 91.9952 | 2383.5209 | 0 | -28.3544 | -8.0876 | 35.8566 | 15.4445
Other renewables (tidal etc.) |  | 0 | 0 | 0 | 0 | 0 | 0 | 0 | 0 | 0 | 0 | 0 | 0 | 0 | 0 | 0
Thermal power |  | 191.5317 | 188.9968 | 294.9658 | 4434.3158 | 3561.3964 | 929.3127 | 489.294 | 1281.6904 | 1353.1054 | 1498.6661 | 0 | 37.0999 | -14.467 | 3.2671 | 1.5762
Solids fired |  | 111.852 | 61.965 | 181.75 | 4187.895 | 3055.793 | 116.53 | 79.3892 | 166.5116 | 589.2363 | 1391.3381 | 0 | 52.4 | -30.1053 | 3.6336 | 23.6513
Oil fired |  | 0 | 0 | 21.3303 | 19 | 0 | 0 | 0 | 0 | 0 | 2.47 | 0 | 0 | 0 | 0 | 0
Gas fired |  | 18.5421 | 70.9951 | 56.652 | 140.7474 | 499.9875 | 797.8563 | 404.4892 | 877.5457 | 574.2484 | 19.3424 | 0 | 7.0832 | 18.9456 | 0.95655 | -31.7152
Natural gas |  | 18.5421 | 70.9951 | 56.652 | 104.5 | 453.94 | 797.6256 | 404.2578 | 877.3136 | 563.2358 | 12.216 | 0 | 3.9415 | 22.5373 | 0.9568 | -34.7805
Derived gasses |  | 0 | 0 | 0 | 36.2474 | 46.0474 | 0.23075 | 0.23144 | 0.23213 | 11.0126 | 7.1264 | 0 | 0 | -39.6905 | 0.059761 | 40.8363
Biomass-waste fired |  | 61.1376 | 56.0367 | 35.2335 | 86.3064 | 5.6159 | 14.9263 | 5.4156 | 237.6331 | 189.6207 | 85.5155 | 0 | 4.4136 | -16.0944 | 31.885 | -9.7154
Hydrogen plants |  | 0 | 0 | 0 | 0 | 0 | 0 | 0 | 0 | 0 | 0 | 0 | 0 | 0 | 0 | 0
Geothermal heat |  | 0 | 0 | 0 | 0.36699 | 0 | 0 | 0 | 0 | 0 | 0 | 0 | 0 | 0 | 0 | 0
Gross Electricity generation by plant type (in GWh)(D) | 72910 | 81931 | 85319 | 82068.9679 | 79790.2979 | 83277.9879 | 85765.5571 | 89041.4455 | 90376.1033 | 93904.5504 | 100490.831 | 1.5841 | -0.66771 | 0.72477 | 0.525 | 1.0665
Nuclear energy | 13590 | 24728 | 27998 | 27596.3636 | 27596.3636 | 27595.7759 | 27593.9436 | 37667.8612 | 47741.7789 | 54556.1396 | 54466.8841 | 7.4956 | -0.14439 | -0.00087695 | 5.6352 | 1.3266
Renewable energy | 1758 | 2401 | 3740 | 5078.5072 | 5513.7429 | 5549.8209 | 5714.591 | 5979.2879 | 6326.4845 | 7539.5717 | 8626.0746 | 7.8413 | 3.9579 | 0.35843 | 1.0224 | 3.149
Hydro (pumping excluded) | 1758 | 2380 | 2789 | 2421.427 | 2540.5136 | 2471.433 | 2560.7616 | 2715.9356 | 2940.5884 | 3453.2072 | 3877.1931 | 4.7232 | -0.92883 | 0.079416 | 1.3927 | 2.8036
Lakes | 858.2104 | 1161.8549 | 1180.2877 | 1060.4259 | 1179.5125 | 1066.0161 | 1066.4426 | 1067.0817 | 1066.222 | 1065.5848 | 1066.0073 | 3.238 | -0.0065693 | -1.0027 | -0.0020688 | -0.0020136
Run of river | 899.7896 | 1218.1451 | 1608.7123 | 1361.0011 | 1361.0011 | 1405.417 | 1494.319 | 1648.8538 | 1874.3664 | 2387.6224 | 2811.1858 | 5.9824 | -1.6582 | 0.93888 | 2.2919 | 4.1366
Wind power | 0 | 21 | 335 | 508.2086 | 759.3888 | 824.17 | 877.5865 | 911.6248 | 991.2816 | 1664.47 | 1782.253 | 0 | 8.528 | 1.4571 | 1.2257 | 6.0418
Wind on-shore | 0 | 21 | 335 | 508.2086 | 759.3888 | 824.17 | 877.5865 | 911.6248 | 991.2816 | 1664.47 | 1782.253 | 0 | 8.528 | 1.4571 | 1.2257 | 6.0418
Wind off-shore | 0 | 0 | 0 | 0 | 0 | 0 | 0 | 0 | 0 | 0 | 0 | 0 | 0 | 0 | 0 | 0
Solar | 0 | 0 | 616 | 2148.8716 | 2213.8405 | 2254.2179 | 2276.2429 | 2351.7275 | 2394.6145 | 2421.8945 | 2966.6286 | 0 | 13.6466 | 0.27836 | 0.50825 | 2.1651
Other renewables (tidal etc.) | 0 | 0 | 0 | 0 | 0 | 0 | 0 | 0 | 0 | 0 | 0 | 0 | 0 | 0 | 0 | 0
Thermal power | 57562 | 54802 | 53581 | 49394.0971 | 46680.1915 | 50132.391 | 52457.0225 | 45394.2964 | 36307.84 | 31808.839 | 37397.8723 | -0.71412 | -1.3693 | 1.1736 | -3.6127 | 0.29624
Solids fired | 52753.4615 | 49525.697 | 47121.5799 | 43790.3963 | 43163.9124 | 43219.5598 | 41276.8394 | 31226.205 | 16148.8828 | 7591.9296 | 18387.9016 | -1.1226 | -0.87343 | -0.44603 | -8.9576 | 1.3069
Oil fired | 375.3713 | 336.145 | 176.5401 | 231.4815 | 0 | 0 | 0 | 0 | 0 | 0 | 0 | -7.2662 | 0 | 0 | 0 | 0
Gas fired | 3902.1521 | 4201.103 | 4094.5139 | 4415.9426 | 2522.5355 | 5599.6803 | 9489.6192 | 12304.4058 | 17146.7545 | 19938.1061 | 14346.9506 | 0.48236 | -4.7284 | 14.1671 | 6.0946 | -1.7669
Natural gas | 1686.1521 | 1456.103 | 1046.5139 | 3794.8569 | 1889.4525 | 5180.3567 | 9083.9414 | 12025.8774 | 16866.3846 | 19570.3719 | 13922.6817 | -4.6579 | 6.0863 | 17.0021 | 6.3836 | -1.8998
Derived gasses | 2216 | 2745 | 3048 | 621.0857 | 633.083 | 419.3236 | 405.6778 | 278.5284 | 280.3699 | 367.7342 | 424.269 | 3.2392 | -14.5436 | -4.3528 | -3.6271 | 4.2296
Biomass-waste fired | 531.0151 | 739.055 | 2188.3661 | 956.2767 | 991.6539 | 1311.0613 | 1688.4742 | 1861.5959 | 3010.1129 | 4276.7136 | 4660.9304 | 15.213 | -7.6102 | 5.4662 | 5.9519 | 4.4694
Hydrogen plants | 0 | 0 | 0 | 0 | 0 | 0 | 0 | 0 | 0 | 0 | 0 | 0 | 0 | 0 | 0 | 0
Geothermal heat | 0 | 0 | 0 | 0 | 2.0897 | 2.0897 | 2.0897 | 2.0897 | 2.0897 | 2.0897 | 2.0897 | 0 | 0 | 0 | 0 | 0
Net Electricity generation by plant type (in GWh)(D) | 67460.6394 | 75547.7787 | 78879.4479 | 76307.6044 | 74074.2523 | 77515.2411 | 80068.2925 | 83657.8343 | 85720.1292 | 89627.4194 | 93113.5833 | 1.5761 | -0.62656 | 0.78115 | 0.68441 | 0.83076
Nuclear energy | 12709 | 23255 | 26440 | 26349.7766 | 26349.7766 | 26349.7766 | 26349.7766 | 35889.7766 | 45429.7766 | 51856.8998 | 51691.0694 | 7.6007 | -0.034176 | -1.1102e-14 | 5.5982 | 1.2995
Renewable energy | 1749.6394 | 2390.7787 | 3728.4479 | 5069.9071 | 5505.2064 | 5541.6715 | 5706.4386 | 5970.9903 | 6318.1907 | 7531.2042 | 8617.5946 | 7.8594 | 3.974 | 0.35965 | 1.0236 | 3.1524
Hydro (pumping excluded) | 1749.6394 | 2369.7787 | 2777.4479 | 2412.827 | 2531.9771 | 2463.2836 | 2552.6092 | 2707.6379 | 2932.2946 | 3444.8397 | 3868.713 | 4.7297 | -0.92105 | 0.081189 | 1.3964 | 2.8101
Lakes | 854.129 | 1156.8651 | 1175.3989 | 1056.2022 | 1175.3524 | 1062.2431 | 1062.6666 | 1063.1605 | 1062.3046 | 1061.5937 | 1061.8893 | 3.2443 | -0.00039568 | -1.0028 | -0.0034069 | -0.0039099
Run of river | 895.5104 | 1212.9136 | 1602.049 | 1356.6247 | 1356.6247 | 1401.0406 | 1489.9426 | 1644.4775 | 1869.99 | 2383.246 | 2806.8237 | 5.9889 | -1.6491 | 0.94179 | 2.298 | 4.1448
Wind power | 0 | 21 | 335 | 508.2086 | 759.3888 | 824.17 | 877.5865 | 911.6248 | 991.2816 | 1664.47 | 1782.253 | 0 | 8.528 | 1.4571 | 1.2257 | 6.0418
Wind on-shore | 0 | 21 | 335 | 508.2086 | 759.3888 | 824.17 | 877.5865 | 911.6248 | 991.2816 | 1664.47 | 1782.253 | 0 | 8.528 | 1.4571 | 1.2257 | 6.0418
Wind off-shore | 0 | 0 | 0 | 0 | 0 | 0 | 0 | 0 | 0 | 0 | 0 | 0 | 0 | 0 | 0 | 0
Solar | 0 | 0 | 616 | 2148.8716 | 2213.8405 | 2254.2179 | 2276.2429 | 2351.7275 | 2394.6145 | 2421.8945 | 2966.6286 | 0 | 13.6466 | 0.27836 | 0.50825 | 2.1651
Other renewables (tidal etc.) | 0 | 0 | 0 | 0 | 0 | 0 | 0 | 0 | 0 | 0 | 0 | 0 | 0 | 0 | 0 | 0
Thermal power | 53002 | 49902 | 48711 | 44887.9206 | 42219.2693 | 45623.7929 | 48012.0772 | 41797.0674 | 33972.1618 | 30239.3153 | 32804.9192 | -0.84069 | -1.4201 | 1.2941 | -3.4 | -0.34902
Solids fired | 48524.8274 | 45026.0387 | 42709.9542 | 39455.5007 | 38827.2778 | 38929.3196 | 37143.6798 | 28014.2313 | 14426.7046 | 6832.9197 | 14522.757 | -1.2683 | -0.94856 | -0.44231 | -9.0237 | 0.066381
Oil fired | 342.8637 | 310.551 | 164.0365 | 226.4313 | 0 | 0 | 0 | 0 | 0 | 0 | 0 | -7.1072 | 0 | 0 | 0 | 0
Gas fired | 3647.059 | 3893.3339 | 3836.9062 | 4323.1645 | 2465.7205 | 5470.4348 | 9287.2636 | 12043.7423 | 16788.4523 | 19514.5559 | 14022.425 | 0.50874 | -4.3255 | 14.1811 | 6.0992 | -1.7842
Natural gas | 1614.0569 | 1384.4321 | 1003.8725 | 3717.8366 | 1848.6619 | 5063.0038 | 8893.0644 | 11772.8734 | 16515.7926 | 19156.9344 | 13609.8234 | -4.6379 | 6.2962 | 17.009 | 6.3861 | -1.9166
Derived gasses | 2033.0021 | 2508.9017 | 2833.0337 | 605.3279 | 617.0586 | 407.431 | 394.1992 | 270.8689 | 272.6598 | 357.6215 | 412.6016 | 3.374 | -14.1367 | -4.3822 | -3.6192 | 4.2296
Biomass-waste fired | 487.2499 | 672.0764 | 2000.103 | 882.8241 | 924.1814 | 1221.9488 | 1579.0441 | 1737.0041 | 2754.9152 | 3889.7501 | 4257.6475 | 15.1675 | -7.43 | 5.5027 | 5.7235 | 4.4494
Hydrogen plants | 0 | 0 | 0 | 0 | 0 | 0 | 0 | 0 | 0 | 0 | 0 | 0 | 0 | 0 | 0 | 0
Geothermal heat | 0 | 0 | 0 | 0 | 2.0897 | 2.0897 | 2.0897 | 2.0897 | 2.0897 | 2.0897 | 2.0897 | 0 | 0 | 0 | 0 | 0
Net Steam Generation Capacity (2)
Installed capacity of CHP plants
Electric capacity (in MWe) | 3733.3975 | 5199 | 4792 | 3841.1582 | 3972.5877 | 3026.3295 | 2941.4063 | 2861.773 | 3056.4577 | 3401.7285 | 3913.0077 | 2.5277 | -1.8578 | -2.9606 | 0.38443 | 2.5013
Steam capacity (in MWth) | 9928.5436 | 9952.4301 | 20548 | 11524.6957 | 11954.5295 | 7775.7692 | 7307.8246 | 6337.6749 | 5507.9973 | 5954.2589 | 6486.4738 | 7.5445 | -5.2725 | -4.8025 | -2.7878 | 1.6486
Installed capacity of boilers (in MWth) | 3131.5332 | 3554.5948 | 3514.0034 | 3885.0765 | 3128.0759 | 2786.4078 | 2540.7221 | 2405.7548 | 2347.1068 | 2359.8894 | 2395.1138 | 1.159 | -1.1566 | -2.0582 | -0.78952 | 0.20268
District heating (in MWth) | 1642.0543 | 1635.4051 | 1555.9542 | 2056.8858 | 1635.1088 | 1444.0767 | 1321.1661 | 1289.0987 | 1320.359 | 1274.9338 | 1253.3308 | -0.53714 | 0.49744 | -2.1094 | -0.0061108 | -0.51964
Industrial and refinery boilers (in MWth) | 1489.4789 | 1919.1897 | 1958.0492 | 1828.1907 | 1492.967 | 1342.3311 | 1219.5559 | 1116.6561 | 1026.7478 | 1084.9556 | 1141.7829 | 2.773 | -2.6754 | -2.0025 | -1.7062 | 1.0676
Total steam generation capacity (in MWth) | 13060.0768 | 13507.0249 | 24062.0034 | 15409.7722 | 15082.6053 | 10562.177 | 9848.5467 | 8743.4297 | 7855.1041 | 8314.1483 | 8881.5876 | 6.3013 | -4.5635 | -4.1726 | -2.2362 | 1.2357
Net Steam Generation Investment (1,2) (in MWe - for five years period)
Capacity Expansion for CHP plants
Electric capacity (in MWe) |  | 58.3537 | 83.5306 | 187.6598 | 873.0765 | 726.4743 | 275.208 | 413.098 | 951.7695 | 1164.2792 | 682.7276 | 0 | 26.4505 | -10.9035 | 13.2106 | -3.2677
Steam capacity (in MWth) |  | 111.7064 | 358.1778 | 291.0699 | 4726.1722 | 1876.4812 | 467.013 | 637.7987 | 1464.0638 | 2065.2275 | 891.2186 | 0 | 29.4318 | -20.6619 | 12.1045 | -4.8426
Investment for boilers (in MWth) |  | 1049.3682 | 670.3276 | 956.9001 | 94.656 | 509.9885 | 605.9709 | 765.5537 | 709.3689 | 214.1731 | 556.2176 | 0 | -17.7784 | 20.4011 | 1.5879 | -2.4028
District heating (in MWth) |  | 727.6066 | 422.6974 | 432.177 | 38.4223 | 269.1672 | 337.2888 | 428.1318 | 423.8096 | 56.369 | 269.0509 | 0 | -21.3216 | 24.263 | 2.3097 | -4.4422
Industrial and refinery boilers (in MWth) |  | 321.7617 | 247.6301 | 524.7231 | 56.2337 | 240.8213 | 268.6821 | 337.4219 | 285.5593 | 157.8041 | 287.1668 | 0 | -13.7778 | 16.9295 | 0.61107 | 0.056149
Total steam generation investment (in MWth) |  | 1161.0746 | 1028.5053 | 1247.97 | 4820.8282 | 2386.4697 | 1072.9839 | 1403.3524 | 2173.4327 | 2279.4006 | 1447.4362 | 0 | 16.7056 | -13.9507 | 7.3137 | -3.9836
Net electric efficiencies of thermal power plants (3)
Solid fuel plants | 0.27996 | 0.28056 | 0.28167 | 0.27903 | 0.2858 | 0.28563 | 0.28373 | 0.2976 | 0.33035 | 0.34003 | 0.32757 | 0.06076 | 0.14573 | -0.0725 | 1.5328 | -0.084409
Simple cycle gas and oil plants | 0.29157 | 0.29185 | 0.29702 | 0.29259 | 0.29194 | 0.31471 | 0.32025 | 0.3788 | 0.3959 | 0.40879 | 0.40978 | 0.18522 | -0.17224 | 0.92968 | 2.1433 | 0.34511
Gas turbine combined cycle gas plants | 0.51 | 0.51 | 0.51 | 0.51 | 0.51 | 0.55546 | 0.60808 | 0.60945 | 0.61336 | 0.61565 | 0.61565 | 0 | 0 | 1.7746 | 0.086459 | 0.037193
Biomass & Waste plants | 0.2684 | 0.2684 | 0.2684 | 0.2684 | 0.29521 | 0.29627 | 0.29958 | 0.30064 | 0.35125 | 0.37883 | 0.38099 | 0 | 0.95679 | 0.14695 | 1.604 | 0.81616
(1) Including new power plants, premature replacement and retrofitting
(2) Electric capacity of CHP plants is also included in power capacity. Boilers capacity also includes industrial and refinery boilers capacity besides district heating
(3) Net electric efficiencies are averages for electricity only plants.
Source: PRIMES

## pg-costs
Czech Republic:Reference scenario(REF2015f) | [15 empty] | ELECTRICITY AND STEAM GENERATION COSTS
| 2000 | 2005 | 2010 | 2015 | 2020 | 2025 | 2030 | 2035 | 2040 | 2045 | 2050 | '00-'10 | '10-'20 | '20-'30 | '30-'40 | '40-'50
Annual % Change
Total Cost of Electricity and Steam supply (1) (MEuro'13) | 4685.5331 | 5939.5928 | 6385.9869 | 7907.4149 | 8248.1337 | 9017.0396 | 9075.3477 | 9304.7739 | 9263.7011 | 9591.552 | 10779.9399 | 3.1447 | 2.5918 | 0.96033 | 0.20563 | 1.5274
Annual capital costs | 1042.5336 | 1654.7804 | 1747.8207 | 2789.7949 | 2597.6886 | 2508.3793 | 1862.4386 | 2267.5674 | 2737.5536 | 2731.34 | 3447.5884 | 5.303 | 4.0421 | -3.2726 | 3.9269 | 2.3329
Fixed operating costs | 865.5623 | 1157.5544 | 1288.8643 | 1685.5309 | 1493.1768 | 1353.9824 | 1265.8745 | 1264.8748 | 1352.9791 | 1457.2749 | 1538.7532 | 4.0617 | 1.4823 | -1.6379 | 0.66768 | 1.2949
Variable operating costs | 176.7313 | 170.3047 | 161.5026 | 155.482 | 148.124 | 157.9793 | 158.4549 | 211.1185 | 260.7003 | 319.1617 | 728.9119 | -0.89705 | -0.86099 | 0.67648 | 5.1051 | 10.829
Fuel costs | 1934.7304 | 2352.0191 | 2594.4709 | 2442.811 | 2280.2725 | 2747.8503 | 2945.6847 | 2842.464 | 2652.3083 | 2715.8739 | 2704.1268 | 2.9776 | -1.2826 | 2.5935 | -1.0436 | 0.19367
Taxes and subsidies | 25.6091 | 40.2559 | 43.7382 | 235.121 | 742.6479 | 1221.7419 | 1743.6342 | 1618.5199 | 1079.2612 | 1008.9216 | 923.0654 | 5.4986 | 32.7371 | 8.9099 | -4.6837 | -1.5512
Other Costs (Transmission & distribution, net imports, etc.) | 640.3664 | 564.6783 | 549.5901 | 598.675 | 986.2239 | 1027.1063 | 1099.2607 | 1100.2292 | 1180.8985 | 1358.98 | 1437.4942 | -1.5171 | 6.0214 | 1.091 | 0.71895 | 1.9857
Expenditures for Power Generation (incl. total CHP cost) | 3619.04 | 4762.992 | 5143.9137 | 6793.6466 | 6658.7095 | 7347.7938 | 7311.4871 | 7515.6078 | 7393.1242 | 7486.1833 | 8581.3984 | 3.5786 | 2.6147 | 0.9396 | 0.1111 | 1.5016
Annual capital costs | 983.2875 | 1533.3105 | 1627.1904 | 2716.0573 | 2536.9016 | 2486.2997 | 1782.8952 | 2145.0553 | 2610.1828 | 2600.1663 | 3300.9366 | 5.1661 | 4.541 | -3.4656 | 3.8854 | 2.3756
Fixed operating costs | 852.8572 | 1138.1125 | 1263.0896 | 1675.2132 | 1482.5959 | 1343.7216 | 1257.183 | 1260.5581 | 1347.5145 | 1449.9719 | 1530.1016 | 4.0054 | 1.6152 | -1.6357 | 0.6963 | 1.2788
Variable operating costs | 156.5255 | 149.1849 | 144.9491 | 148.1247 | 140.4955 | 150.0288 | 150.3041 | 202.6809 | 251.3668 | 309.6297 | 718.503 | -0.76542 | -0.31159 | 0.67714 | 5.277 | 11.0739
Fuel costs | 1618.4017 | 1929.927 | 2082.7271 | 2032.6653 | 1769.4528 | 2216.9006 | 2456.6863 | 2370.1191 | 2184.7134 | 2218.1515 | 2217.5817 | 2.5545 | -1.6169 | 3.3359 | -1.1664 | 0.14944
Taxes and subsidies | 7.9681 | 12.4572 | 25.9576 | 221.5861 | 729.2637 | 1150.8431 | 1664.4185 | 1537.1945 | 999.3467 | 908.2639 | 814.2755 | 12.5358 | 39.5925 | 8.602 | -4.9734 | -2.0272
of which for Electricity only power plants Generation | 2843.7219 | 3844.7369 | 4018.3092 | 3745.5067 | 4023.1996 | 4115.0829 | 3585.5714 | 4420.4024 | 4888.6791 | 4547.9924 | 4808.2945 | 3.5179 | 0.012164 | -1.145 | 3.1486 | -0.16566
Annual capital costs | 856.7007 | 1419.6349 | 1518.6269 | 2072.0265 | 2125.9587 | 2076.2112 | 1364.8799 | 1800.3816 | 2330.9948 | 2260.923 | 2657.3863 | 5.8918 | 3.4214 | -4.3348 | 5.4981 | 1.3191
Fixed operating costs | 777.4651 | 1049.5483 | 1158.7764 | 846.7164 | 943.2758 | 942.7649 | 848.8444 | 960.3825 | 1130.8492 | 1296.6582 | 1283.2614 | 4.0715 | -2.0366 | -1.0493 | 2.91 | 1.2724
Variable operating costs | 135.2405 | 126.4029 | 128.2771 | 104.2207 | 92.5299 | 108.3023 | 106.5823 | 153.4808 | 195.1926 | 247.3657 | 338.8301 | -0.52723 | -3.2138 | 1.4239 | 6.2375 | 5.67
Fuel costs | 1069.8483 | 1242.2641 | 1193.9156 | 652.504 | 660.007 | 734.3465 | 894.909 | 1036.9126 | 891.7554 | 651.302 | 479.8654 | 1.1033 | -5.7552 | 3.0915 | -0.035295 | -6.0088
Taxes and subsidies | 4.4673 | 6.8867 | 18.7132 | 70.0391 | 201.4282 | 253.4581 | 370.3558 | 469.245 | 339.8871 | 91.7436 | 48.9512 | 15.4012 | 26.8228 | 6.2796 | -0.85483 | -17.616
of which for CHP Generation | 775.3181 | 918.2552 | 1125.6045 | 3048.1399 | 2635.5099 | 3232.7108 | 3725.9157 | 3095.2054 | 2504.4451 | 2938.1909 | 3773.1039 | 3.7984 | 8.8799 | 3.523 | -3.8946 | 4.1834
Annual capital costs | 126.5868 | 113.6757 | 108.5635 | 644.0308 | 410.9429 | 410.0885 | 418.0153 | 344.6737 | 279.188 | 339.2433 | 643.5504 | -1.5242 | 14.2378 | 0.17078 | -3.956 | 8.7098
Fixed operating costs | 75.3921 | 88.5642 | 104.3132 | 828.4968 | 539.3202 | 400.9567 | 408.3386 | 300.1756 | 216.6654 | 153.3138 | 246.8402 | 3.3002 | 17.8557 | -2.7438 | -6.1408 | 1.3124
Variable operating costs | 21.285 | 22.782 | 16.672 | 43.904 | 47.9656 | 41.7265 | 43.7218 | 49.2001 | 56.1742 | 62.264 | 379.6729 | -2.4131 | 11.1461 | -0.92208 | 2.5378 | 21.0563
Fuel costs | 548.5534 | 687.6629 | 888.8115 | 1380.1613 | 1109.4458 | 1482.5541 | 1561.7773 | 1333.2065 | 1292.9579 | 1566.8495 | 1737.7163 | 4.9444 | 2.2421 | 3.4788 | -1.8712 | 3.0005
Taxes and subsidies | 3.5009 | 5.5705 | 7.2444 | 151.547 | 527.8354 | 897.385 | 1294.0627 | 1067.9495 | 659.4596 | 816.5203 | 765.3242 | 7.5431 | 53.55 | 9.382 | -6.519 | 1.4999
Expenditures for Steam Boilers Generation (2) | 426.1267 | 611.9225 | 692.4831 | 515.0932 | 603.2004 | 642.1395 | 664.5999 | 688.9369 | 689.6784 | 746.3887 | 761.0473 | 4.9753 | -1.3709 | 0.97407 | 0.37109 | 0.98957
Annual capital costs | 59.2461 | 121.4698 | 120.6304 | 73.7375 | 60.787 | 22.0796 | 79.5435 | 122.5122 | 127.3709 | 131.1737 | 146.6517 | 7.3692 | -6.624 | 2.7258 | 4.8206 | 1.4196
Fixed operating costs | 12.7052 | 19.442 | 25.7747 | 10.3177 | 10.5809 | 10.2608 | 8.6915 | 4.3167 | 5.4646 | 7.303 | 8.6516 | 7.3301 | -8.5186 | -1.9478 | -4.5345 | 4.7018
Variable operating costs | 20.2058 | 21.1199 | 16.5535 | 7.3573 | 7.6285 | 7.9505 | 8.1508 | 8.4376 | 9.3335 | 9.532 | 10.4088 | -1.974 | -7.4545 | 0.66437 | 1.3642 | 1.0964
Fuel costs | 316.3287 | 422.0921 | 511.7438 | 410.1457 | 510.8197 | 530.9498 | 488.9984 | 472.3449 | 467.5949 | 497.7224 | 486.5451 | 4.928 | -0.018073 | -0.43562 | -0.44657 | 0.39806
Taxes and subsidies | 17.641 | 27.7987 | 17.7807 | 13.535 | 13.3843 | 70.8988 | 79.2157 | 81.3255 | 79.9145 | 100.6577 | 108.79 | 0.078929 | -2.8004 | 19.4598 | 0.087863 | 3.1327
Average production costs (1) (Euro'13 per MWhe+MWhth) | 35.3866 | 42.2201 | 48.0397 | 63.3 | 66.1445 | 69.934 | 69.8135 | 70.4145 | 69.5503 | 69.5546 | 75.8207 | 3.1042 | 3.2498 | 0.5413 | -0.037756 | 0.86695
Fixed costs (Capital & fixed operating costs) | 14.4105 | 19.9908 | 22.844 | 35.8256 | 32.806 | 29.9556 | 24.065 | 26.732 | 30.711 | 30.3744 | 35.0714 | 4.7151 | 3.6855 | -3.051 | 2.4686 | 1.3365
Variable costs (Variable operating & fuel costs) | 16.1398 | 18.2155 | 21.0613 | 22.6819 | 25.4297 | 32.0125 | 37.2922 | 35.3564 | 29.9733 | 29.3254 | 30.6387 | 2.6972 | 1.9027 | 3.9029 | -2.1611 | 0.2198
Other Costs (Transmission & distribution, net imports, etc.) | 4.8362 | 4.0139 | 4.1344 | 4.7925 | 7.9089 | 7.966 | 8.4562 | 8.3261 | 8.866 | 9.8549 | 10.1106 | -1.5558 | 6.7014 | 0.67144 | 0.47432 | 1.3223
in Power Generation (3) (Euro'13 per MWhe+MWhth) | 31.852 | 39.171 | 44.1635 | 61.5371 | 60.5264 | 64.2468 | 62.8273 | 63.1619 | 61.3716 | 60.0353 | 66.7261 | 3.322 | 3.202 | 0.37379 | -0.23414 | 0.83999
Fixed costs (Capital & fixed operating costs) | 16.1603 | 21.9699 | 24.8147 | 39.7763 | 36.5365 | 33.4885 | 26.1232 | 28.6211 | 32.8535 | 32.48 | 37.5645 | 4.3821 | 3.9445 | -3.2992 | 2.3188 | 1.349
Variable costs (Variable operating & fuel costs) | 15.6916 | 17.2011 | 19.3488 | 21.7608 | 23.9899 | 30.7583 | 36.704 | 34.5408 | 28.5181 | 27.5553 | 29.1615 | 2.1171 | 2.1733 | 4.3442 | -2.4919 | 0.22337
in Steam Boilers Generation (2) (Euro'13 per MWhth) | 22.6793 | 32.0603 | 42.0781 | 35.4736 | 41.0751 | 44.078 | 48.7965 | 52.3771 | 54.1799 | 56.5305 | 56.0817 | 6.3757 | -0.24097 | 1.7375 | 1.052 | 0.34559
Fixed costs (Capital & fixed operating costs) | 3.8294 | 7.3828 | 8.8962 | 5.7887 | 4.8598 | 2.2199 | 6.4784 | 9.6423 | 10.4353 | 10.488 | 11.4443 | 8.7946 | -5.8671 | 2.9165 | 4.8826 | 0.92726
Variable costs (Variable operating & fuel costs) | 18.8499 | 24.6776 | 33.1819 | 29.6849 | 36.2152 | 41.8581 | 42.3181 | 42.7348 | 43.7446 | 46.0425 | 44.6374 | 5.8179 | 0.87859 | 1.5695 | 0.33208 | 0.20224
Investment expenditure (4) (in MEuro'13-for 5 years period) |  | 8322.8471 | 3598.2758 | 1496.9648 | 2668.0507 | 2063.8503 | 2755.7956 | 6207.3755 | 7005.7292 | 6495.7575 | 8748.6679 | 0 | -2.9468 | 0.3241 | 9.7793 | 2.2466
in Power plants (incl. CHP) |  | 8087.4682 | 3471.3415 | 1446.3064 | 2628.7727 | 1946.9336 | 2545.1203 | 6012.994 | 6878.635 | 6398.3656 | 8525.9018 | 0 | -2.7419 | -0.32287 | 10.4535 | 2.1701
Electricity only power plants |  | 7945.2165 | 3137.3936 | 996.7974 | 1779.4031 | 1064.1154 | 2296.0085 | 5584.1593 | 5789.9196 | 5416.3643 | 3827.0241 | 0 | -5.5133 | 2.5817 | 9.6907 | -4.0558
CHP power plants |  | 142.2517 | 333.9479 | 449.509 | 849.3696 | 882.8182 | 249.1118 | 428.8347 | 1088.7154 | 982.0013 | 4698.8777 | 0 | 9.7847 | -11.5435 | 15.8916 | 15.7465
by plant type
Nuclear |  | 7509.2521 | 0 | 0 | 0 | 587.52 | 1762.56 | 5400 | 5400 | 4739.04 | 3780 | 0 | 0 | 0 | 11.8472 | -3.5039
Renewable energy |  | 221.1153 | 3028.8216 | 975.1569 | 232.1592 | 107.1235 | 107.8809 | 189.6783 | 200.261 | 663.6186 | 1047.2017 | 0 | -22.6516 | -7.3776 | 6.3813 | 17.9895
Hydro (pumping excluded) |  | 189.0282 | 73.8162 | 90.4636 | 0 | 23.0839 | 45.728 | 78.659 | 113.5788 | 255.75 | 213.3464 | 0 | -100 | 0 | 9.5246 | 6.5072
Wind |  | 28.371 | 281.916 | 94.4757 | 175.6744 | 51.75 | 39.1961 | 27.4554 | 43.8494 | 383.5726 | 69.3681 | 0 | -4.6197 | -13.9297 | 1.1282 | 4.6935
Solar |  | 3.7162 | 2673.0894 | 790.2176 | 56.4849 | 32.2897 | 22.9569 | 83.5639 | 42.8327 | 24.296 | 764.4872 | 0 | -32.0027 | -8.6101 | 6.4355 | 33.4011
Other renewables (tidal etc.) |  | 0 | 0 | 0 | 0 | 0 | 0 | 0 | 0 | 0 | 0 | 0 | 0 | 0 | 0 | 0
Thermal |  | 357.1008 | 442.5199 | 471.1495 | 2396.6134 | 1252.2901 | 674.6794 | 423.3157 | 1278.374 | 995.707 | 3698.7001 | 0 | 18.404 | -11.9053 | 6.5997 | 11.2088
Solids fired |  | 196.2497 | 127.0681 | 282.8103 | 2209.4738 | 763.9482 | 29.1325 | 27.1431 | 44.8826 | 175.66 | 3642.4947 | 0 | 33.0532 | -35.1352 | 4.4167 | 55.2144
Oil fired |  | 0 | 0 | 20.3011 | 3.8 | 0 | 0 | 0 | 0 | 0 | 0.494 | 0 | 0 | -100 | 0 | 0
Gas fired |  | 22.2007 | 44.8237 | 58.0231 | 33.6891 | 470.7587 | 615.4464 | 385.0561 | 807.3181 | 493.788 | 19.3371 | 0 | -2.8152 | 33.7119 | 2.7509 | -31.1451
Biomass-waste fired |  | 138.6504 | 270.6281 | 110.0149 | 147.6798 | 17.5832 | 30.1005 | 11.1165 | 426.1734 | 326.259 | 36.3743 | 0 | -5.8772 | -14.7047 | 30.3471 | -21.8155
Hydrogen plants |  | 0 | 0 | 0 | 0 | 0 | 0 | 0 | 0 | 0 | 0 | 0 | 0 | 0 | 0 | 0
Geothermal heat |  | 0 | 0 | 0 | 1.9708 | 0 | 0 | 0 | 0 | 0 | 0 | 0 | 0 | -100 | 0 | 0
in Steam Boilers (2) |  | 235.3789 | 126.9342 | 50.6584 | 39.278 | 116.9167 | 210.6753 | 194.3815 | 127.0942 | 97.3919 | 222.7661 | 0 | -11.0682 | 18.2896 | -4.9283 | 5.7724
Average effective investment expenditure (5) (Euro'13 per KW) |  | 2384.5743 | 1137.245 | 676.6139 | 282.5311 | 316.0688 | 775.7891 | 1261.5216 | 1272.8219 | 1193.9336 | 1278.4966 | 0 | -12.9996 | 10.6287 | 5.0757 | 0.044494
in Power plants (incl. CHP) |  | 3472.1911 | 1625.5227 | 1499.5932 | 568.6834 | 469.9014 | 1026.5627 | 1709.5998 | 2065.2471 | 2024.0083 | 1580.1881 | 0 | -9.9699 | 6.0844 | 7.2405 | -2.6415
Electricity only power plants |  | 3498.773 | 1528.9497 | 1283.1998 | 474.573 | 311.4356 | 1041.7195 | 1798.9649 | 2433.8744 | 2712.3107 | 812.054 | 0 | -11.0408 | 8.1795 | 8.8566 | -10.3957
CHP power plants |  | 2437.7475 | 3997.9088 | 2395.3401 | 972.8467 | 1215.209 | 905.1764 | 1038.0942 | 1143.8856 | 843.4414 | 6882.5071 | 0 | -13.1797 | -0.71837 | 2.3682 | 19.6565
by plant type
Nuclear |  | 3667.2 | 0 | 0 | 0 | 1200 | 1200 | 4500 | 4500 | 3949.2 | 3150
Renewable energy |  | 2456.8372 | 1556.0136 | 1456.5451 | 1233.293 | 1160.7926 | 1329.3748 | 103.7684 | 235.8873 | 1091.2454 | 388.3081 | 0 | -2.2976 | 0.75303 | -15.8788 | 5.1108
Hydro (pumping excluded) |  | 2779.8261 | 2500 | 1459.0899 | 0 | 2425 | 2400 | 2375 | 2350 | 2325 | 2300 | 0 | -100 | 0 | -0.21031 | -0.21483
Wind |  | 1351 | 1476 | 1379.2073 | 1386.1596 | 1150 | 1100 | 577.8688 | 187.5819 | 944.4477 | 314.5207 | 0 | -0.62602 | -2.2857 | -16.2124 | 5.3042
Solar |  | 3716.1698 | 1548.7192 | 1466.081 | 918.3219 | 855 | 867.4262 | 47.8254 | 75.5592 | 264.1001 | 320.7386 | 0 | -5.0921 | -0.56855 | -21.656 | 15.5544
Other renewables (tidal etc.) |  | 0 | 0 | 0 | 0 | 0 | 0 | 0 | 0 | 0 | 0 | 0 | 0 | 0 | 0 | 0
Thermal |  | 1864.4472 | 2341.4148 | 1597.3018 | 540.4697 | 351.6289 | 725.9982 | 865.1562 | 997.4125 | 735.8681 | 2467.9948 | 0 | -13.6367 | 2.9951 | 3.2271 | 9.4831
Solids fired |  | 1754.5477 | 2050.6436 | 1556.0404 | 527.5858 | 250 | 250 | 341.8991 | 269.5462 | 298.1147 | 2617.9796 | 0 | -12.6948 | -7.1964 | 0.75563 | 25.5259
Oil fired |  | 0 | 0 | 951.751 | 200 | 0 | 0 | 0 | 0 | 0 | 200 | 0 | 0 | -100 | 0 | 0
Gas fired |  | 1197.3085 | 631.3632 | 1024.2029 | 239.3584 | 941.5409 | 771.3749 | 951.9564 | 919.9727 | 859.8858 | 999.7239 | 0 | -9.2437 | 12.4143 | 1.7773 | 0.83482
Biomass-waste fired |  | 2267.8433 | 4829.4808 | 3122.446 | 1711.111 | 3130.9353 | 2016.6027 | 2052.7012 | 1793.4091 | 1720.5876 | 425.3534 | 0 | -9.8558 | 1.6563 | -1.1661 | -13.4022
Hydrogen plants |  | 0 | 0 | 0 | 0 | 0 | 0 | 0 | 0 | 0 | 0 | 0 | 0 | 0 | 0 | 0
Geothermal heat |  | 0 | 0 | 0 | 5370 | 0 | 0 | 0 | 0 | 0 | 0 | 0 | 0 | -100 | 0 | 0
in Steam Boilers (2) |  | 224.3053 | 189.3615 | 52.9401 | 414.9554 | 229.2535 | 347.6657 | 253.9097 | 179.1651 | 454.7345 | 400.5017 | 0 | 8.1611 | -1.7537 | -6.4144 | 8.3765
Decomposition of electricity generation costs and prices (6)
Total Electricity Sales (in GWh) |  | 70284.8837 | 74190.6977 | 72011.5435 | 69782.8707 | 73147.372 | 75748.9486 | 79302.7632 | 81359.8956 | 85211.1984 | 88672.4687 | 0 | -0.61063 | 0.82373 | 0.71714 | 0.86438
Average cost of electricity generation (Euro'13 per MWhe) |  | 67.7669 | 69.3337 | 94.3411 | 95.4204 | 100.4519 | 96.5226 | 94.7711 | 90.8694 | 87.8545 | 96.7764 | 0 | 3.2452 | 0.11492 | -0.60172 | 0.63178
Annual capital cost |  | 21.8157 | 21.9325 | 37.717 | 36.3542 | 33.9903 | 23.5369 | 27.0489 | 32.0819 | 30.5144 | 37.2262 | 0 | 5.1833 | -4.2543 | 3.1457 | 1.4983
Fixed O&M cost |  | 16.1928 | 17.0249 | 23.2631 | 21.2458 | 18.3701 | 16.5967 | 15.8955 | 16.5624 | 17.0162 | 17.2557 | 0 | 2.2395 | -2.4393 | -0.020694 | 0.4109
Variable non fuel cost (7) |  | 2.1226 | 1.9537 | 2.057 | 2.0133 | 2.051 | 1.9842 | 2.5558 | 3.0896 | 3.6337 | 8.1029 | 0 | 0.30088 | -0.1454 | 4.5274 | 10.122
Fuel cost |  | 27.4586 | 28.0726 | 28.2269 | 25.3565 | 30.3073 | 32.432 | 29.887 | 26.8525 | 26.0312 | 25.0087 | 0 | -1.0124 | 2.4916 | -1.8702 | -0.70882
Tax on fuels and ETS auction payments |  | 0.17724 | 0.34988 | 3.0771 | 10.4505 | 15.7332 | 21.9728 | 19.3839 | 12.283 | 10.659 | 9.183 | 0 | 40.4501 | 7.7147 | -5.65 | -2.8668
Additional supply costs (Euro'13 per MWhe) |  | 15.2118 | 15.8047 | 17.1461 | 18.332 | 18.2616 | 18.0684 | 17.9724 | 18.1041 | 18.2565 | 18.6638 | 0 | 1.4945 | -0.14478 | 0.019761 | 0.30495
Transmission, distribution and sales costs |  | 15.2118 | 15.8047 | 17.1461 | 18.332 | 18.2616 | 18.0684 | 17.9724 | 18.1041 | 18.2565 | 18.6638 | 0 | 1.4945 | -0.14478 | 0.019761 | 0.30495
Other costs |  | 1.6175e-15 | 1.5324e-15 | 1.1051e-14 | 5.702e-15 | -1.0102e-14 | -7.5042e-15 | -2.1504e-15 | 6.9867e-15 | -1.0673e-14 | 6.4105e-16 | 0 | 14.0425 | 0 | 0 | -21.2479
Estimation of RES supporting costs passed on to consumers (8) |  | 0 | 0 | 7.1299 | 7.5046 | 6.9652 | 6.2884 | 0.77901 | 0.34671 | 0.059352 | 0.0073774
Average price of electricity (pre-tax) (Euro'13 per MWhe) |  | 71.8982 | 114.6051 | 107.6147 | 113.8916 | 114.3501 | 115.2865 | 118.3546 | 119.1376 | 118.2453 | 116.9385 | 0 | -0.062434 | 0.12181 | 0.32913 | -0.18614
Excise tax and VAT on electricity (Euro'13 per MWhe) |  | 3.3179 | 5.9922 | 5.8645 | 6.7908 | 6.8597 | 6.9154 | 7.296 | 7.4784 | 7.6183 | 7.758 | 0 | 1.2591 | 0.18192 | 0.78579 | 0.36767
Average price of electricity (after tax) (Euro'13 per MWhe) |  | 75.2161 | 120.5973 | 113.4792 | 120.6824 | 121.2098 | 122.2019 | 125.6506 | 126.616 | 125.8636 | 124.6965 | 0 | 0.0070593 | 0.1252 | 0.35548 | -0.15265
| 0 | 0 | 0 | 0 | 0 | 0 | 0 | 0 | 0 | 0 | 0 | 0 | 0 | 0 | 0 | 0
(1)Total (and average) costs include all costs related to electricity and steam generation in power plants (including the costs of energy consumed for On Site CHP steam generation), in district heating plants as well as in industrial and refinery boilers; they also include costs for transmission, distribution and net electricity imports
(2) including steam generation in district heating plants as well as in industrial and refinery boilers
(3) including steam generation in CHP power plants
(4) including investment in electricity and steam generation power plants, district heating plants as well as in industrial and refinery boilers.
(5) all types investment included: extension of lifetime, refurbishment, new plants construction
(6) average costs and prices calculated with respect to total electricity sales
(7) includes costs for CO2 storage were applicable
(8) extra costs due to renewable recovery which are passed on to consumers
Source: PRIMES

## pg-indicators
Czech Republic:Reference scenario(REF2015f) | [15 empty] | POWER GENERATION INDICATORS
| 2000 | 2005 | 2010 | 2015 | 2020 | 2025 | 2030 | 2035 | 2040 | 2045 | 2050 | '00-'10 | '10-'20 | '20-'30 | '30-'40 | '40-'50
Annual % Change
Capacity indicators
Demand side load factor (1) (%)
Electricity | 69.476 | 69.3032 | 68.8747 | 71.5867 | 71.6311 | 71.8882 | 72.0189 | 72.2645 | 72.1775 | 72.8209 | 73.1855 | -0.086896 | 0.39318 | 0.054015 | 0.02199 | 0.1388
Steam | 76.1165 | 77.2427 | 77.7388 | 69.2681 | 68.9949 | 68.8748 | 68.9912 | 68.7328 | 68.6626 | 68.9277 | 69.1394 | 0.21112 | -1.1861 | -0.00053722 | -0.047737 | 0.069236
System Reserve margin (2) | 1.4982 | 1.5571 | 1.5849 | 1.73 | 1.62 | 1.59 | 1.54 | 1.3 | 1.19 | 1.22 | 1.25 | 0.56381 | 0.21937 | -0.50516 | -2.5453 | 0.49311
Utilisation rate (3) of electric capacities (%)
Net capacity | 55.0462 | 52.8634 | 50.0383 | 46.2956 | 45.5333 | 46.3941 | 48.333 | 56.4885 | 60.5459 | 58.854 | 55.6994 | -0.94931 | -0.939 | 0.59848 | 2.2784 | -0.83084
Utilisation rate (3) of steam capacities (%) | 56.7698 | 55.0481 | 25.6434 | 36.0117 | 38.3159 | 55.5756 | 57.8696 | 63.3027 | 68.9923 | 66.2788 | 63.0609 | -7.6396 | 4.0975 | 4.2095 | 1.7736 | -0.89491
Overall efficiency of net electricity production (4) (%) | 29.9046 | 29.1182 | 29.7684 | 31.9582 | 32.5958 | 32.3648 | 33.1493 | 35.6814 | 39.4862 | 40.8029 | 39.7063 | -0.045623 | 0.91146 | 0.16853 | 1.7647 | 0.055606
Efficiency of net thermal electricity production (%) | 28.9522 | 27.3322 | 27.5263 | 29.0264 | 29.5885 | 29.4526 | 30.6249 | 33.6194 | 41.6823 | 45.0704 | 38.6552 | -0.50376 | 0.72505 | 0.34487 | 3.1306 | -0.75112
Ratios for electricity and steam (%)
Net imports ratio (5) | -15.9264 | -18.2308 | -21.2415 | -16.8984 | -9.4173 | -9.3758 | -9.6997 | -10.5952 | -9.6373 | -9.2546 | -8.2364 | 2.9216 | -7.8121 | 0.29597 | -0.064582 | -1.5585
excluding self consumption | -17.4972 | -20.1517 | -23.4582 | -18.4674 | -10.2506 | -10.1758 | -10.4954 | -11.3905 | -10.2466 | -9.7702 | -8.9758 | 2.9752 | -7.9454 | 0.23621 | -0.23957 | -1.3155
Electricity losses ratio (6) | 7.8791 | 7.2534 | 6.3462 | 5.8297 | 5.5932 | 5.4436 | 5.2309 | 5.1139 | 4.9907 | 4.837 | 4.4916 | -2.1404 | -1.2551 | -0.66736 | -0.46892 | -1.0482
excluding self consumption | 8.6562 | 8.0177 | 7.0085 | 6.371 | 6.0881 | 5.9081 | 5.66 | 5.4977 | 5.3063 | 5.1065 | 4.8948 | -2.0894 | -1.3979 | -0.72655 | -0.6432 | -0.8039
Self consumption ratio (7) | 7.474 | 7.791 | 7.5476 | 7.0201 | 7.1638 | 6.9199 | 6.6428 | 6.0462 | 5.1518 | 4.5548 | 7.3412 | 0.098079 | -0.52051 | -0.75222 | -2.5099 | 3.6051
Shares in net electricity generation
Thermal generation (incl. biomass-waste, geothermal heat) | 78.5673 | 66.0536 | 61.7537 | 58.825 | 56.9959 | 58.8578 | 59.9639 | 49.9619 | 39.6315 | 33.7389 | 35.2311 | -2.3793 | -0.79855 | 0.50893 | -4.0566 | -1.1701
Carbon free generation | 22.155 | 34.836 | 40.7819 | 42.332 | 44.2546 | 42.7213 | 42.0108 | 52.1169 | 63.5848 | 70.6033 | 69.3437 | 6.2918 | 0.82055 | -0.51897 | 4.2316 | 0.87078
Nuclear energy | 18.8391 | 30.7818 | 33.5195 | 34.531 | 35.5721 | 33.993 | 32.9091 | 42.9007 | 52.9978 | 57.8583 | 55.514 | 5.9311 | 0.59611 | -0.7751 | 4.8804 | 0.46493
Hydro and Intermittent Renewables | 2.5936 | 3.1646 | 4.7268 | 6.644 | 7.432 | 7.1491 | 7.127 | 7.1374 | 7.3707 | 8.4028 | 9.2549 | 6.1858 | 4.6295 | -0.41823 | 0.33687 | 2.3025
Biomass-waste, geothermal heat | 0.72226 | 0.8896 | 2.5356 | 1.1569 | 1.2505 | 1.5791 | 1.9747 | 2.0788 | 3.2163 | 4.3422 | 4.5748 | 13.3808 | -6.8253 | 4.6752 | 4.9989 | 3.5861
Electricity from CHP | 19.3651 | 18.3619 | 15.5173 | 16.6839 | 18.5383 | 15.1727 | 15.7893 | 17.6409 | 21.0745 | 23.0355 | 21.447 | -2.1908 | 1.7947 | -1.5923 | 2.9294 | 0.17535
Generation in new plants
Electricity | 0 | 19.6532 | 23.6213 | 28.0376 | 52.6026 | 75.0711 | 95.3039 | 96.2033 | 96.8223 | 102.6748 | 106.2702 | 0 | 8.3354 | 6.1232 | 0.1582 | 0.93542
Steam | 0 | 0 | 0.013101 | 8.2405 | 43.0313 | 41.3987 | 57.9823 | 61.268 | 65.6093 | 99.8267 | 100 | 0 | 124.7232 | 3.027 | 1.2435 | 4.3046
CHP indicators
Net Electricity to steam capacity ratio | 0.37603 | 0.52238 | 0.23321 | 0.3333 | 0.33231 | 0.3892 | 0.4025 | 0.45155 | 0.55491 | 0.57131 | 0.60326 | -4.6649 | 3.6047 | 1.9348 | 3.2632 | 0.83882
Net Electricity to steam generation ratio | 0.28302 | 0.30126 | 0.32558 | 0.37344 | 0.3821 | 0.31914 | 0.34821 | 0.4177 | 0.51994 | 0.58873 | 0.56265 | 1.4106 | 1.6136 | -0.92431 | 4.0905 | 0.79263
Emissions (8)
CO2 emissions (in kt CO2) | 72695.8388 | 72866.5077 | 68519.0036 | 58100.8117 | 56274.0837 | 57172.5091 | 55098.1934 | 41194.5251 | 23723.3306 | 17212.3718 | 13028.3853 | -0.58998 | -1.9495 | -0.21095 | -8.0813 | -5.8172
Thermal power plants | 67661.8129 | 67224.0645 | 62921.4246 | 53034.3177 | 51607.4321 | 52683.9199 | 51576.6988 | 38290.6378 | 21295.1494 | 14928.9353 | 11059.3994 | -0.72372 | -1.9627 | -0.0059568 | -8.4659 | -6.342
of which for On Site CHP steam generation | 3574.4422 | 3388.2868 | 1657.9689 | 1612.9592 | 1646.8508 | 991.1653 | 722.9459 | 405.8351 | 358.8256 | 644.2062 | 683.3991 | -7.3945 | -0.067262 | -7.9031 | -6.7653 | 6.6545
District heating units | 2745.7701 | 2357.8204 | 1971.5407 | 1522.463 | 1549.1339 | 1458.3944 | 1080.575 | 904.7042 | 869.3816 | 825.6946 | 623.025 | -3.2582 | -2.3824 | -3.5379 | -2.1512 | -3.2771
Industrial boilers | 2283.9959 | 3116.6555 | 3591.4258 | 3512.0965 | 3108.9784 | 3030.1948 | 2440.9195 | 1999.1831 | 1558.7997 | 1457.7418 | 1345.9609 | 4.6302 | -1.4322 | -2.3902 | -4.3855 | -1.4574
Refinery boilers | 4.2598 | 167.9673 | 34.6125 | 31.9345 | 8.5393 | 0 | 0 | 0 | 0 | 0 | 0 | 23.306 | -13.0601 | -100 | 0 | 0
CO2 emissions captured (in kt CO2) | 0 | 0 | 0 | 0 | 0 | 0 | 0 | 0 | 0 | 0 | 11769.4688 | 0 | 0 | 0 | 0 | 0
Carbon intensity
Power generation (per MWhe+MWhth) | 0.59551 | 0.55285 | 0.54022 | 0.48039 | 0.4691 | 0.46065 | 0.4432 | 0.3218 | 0.17677 | 0.11972 | 0.085994 | -0.96968 | -1.4016 | -0.56646 | -8.7816 | -6.9525
Thermal power plants (per MWhe+MWhth) | 0.68234 | 0.70062 | 0.72905 | 0.67149 | 0.66029 | 0.63877 | 0.61169 | 0.49645 | 0.3099 | 0.22859 | 0.16193 | 0.66432 | -0.98571 | -0.76166 | -6.5738 | -6.2846
District heating units (per MWhth) | 0.27869 | 0.26382 | 0.24481 | 0.23341 | 0.22289 | 0.20456 | 0.15855 | 0.13329 | 0.1295 | 0.12275 | 0.092348 | -1.2881 | -0.93361 | -3.3485 | -2.004 | -3.3243
Industrial boilers (per MWhth) | 0.256 | 0.32723 | 0.43416 | 0.44379 | 0.40337 | 0.40734 | 0.35872 | 0.31404 | 0.25912 | 0.22507 | 0.19724 | 5.4245 | -0.73291 | -1.1663 | -3.2003 | -2.6915
Refinery boilers (per MWhth) | 0.28611 | 0.26868 | 0.26326 | 0.38049 | 0.31067 | 0 | 0 | 0 | 0 | 0 | 0 | -0.82875 | 1.6697 | -100 | 0 | 0
Emissions index (2000=1)
CO2 emissions | 1 | 1.0023 | 0.94254 | 0.79923 | 0.7741 | 0.78646 | 0.75793 | 0.56667 | 0.32634 | 0.23677 | 0.17922 | -0.58998 | -1.9495 | -0.21095 | -8.0813 | -5.8172
SO2 emissions (9) | 1 | 0.70735 | 0.29563 | 0.25234 | 0.25162 | 0.21362 | 0.21513 | 0.25236 | 0.15829 | 0.053289 | 0.046441 | -11.4733 | -1.5989 | -1.5543 | -3.0219 | -11.5403
NOx emissions (9) | 1 | 0.71034 | 0.3117 | 0.76711 | 0.71757 | 0.69354 | 0.80071 | 0.97114 | 0.91233 | 0.69746 | 0.64748 | -11.0032 | 8.6956 | 1.1024 | 1.3136 | -3.371
Other indicators
Electricity per capita (KWh per capita)
Production | 7093.8222 | 8033.3528 | 8155.0643 | 7781.0508 | 7488.8606 | 7760.0781 | 7954.0967 | 8221.6069 | 8279.5421 | 8525.3715 | 9072.4567 | 1.4039 | -0.8486 | 0.60452 | 0.40181 | 0.91875
Final demand | 4803.6215 | 5420.3531 | 5466.8041 | 5525.2185 | 5728.6462 | 5973.7308 | 6132.8995 | 6358.4834 | 6579.5846 | 6869.3392 | 7139.931 | 1.3016 | 0.46895 | 0.68421 | 0.70552 | 0.82066
Distributed steam per capita (KWh per capita)
Production | 3761.781 | 3785.4227 | 3458.5564 | 3095.081 | 3253.9552 | 3346.4802 | 3310.1674 | 3271.4026 | 3164.0811 | 3070.0086 | 3073.9478 | -0.83689 | -0.60794 | 0.17142 | -0.45034 | -0.28858
Final demand | 3445.6877 | 3210.2327 | 2941.5179 | 2683.9865 | 2855.0605 | 2974.2806 | 2986.2411 | 2982.1241 | 2911.6216 | 2850.4841 | 2884.1996 | -1.5695 | -0.29788 | 0.45023 | -0.25273 | -0.094583
Generation per unit of GDP (in MWh/MEuro'13)
Electricity | 648.9988 | 596.8423 | 544.4425 | 498.1775 | 441.2764 | 423.6031 | 397.7449 | 378.6419 | 354.9805 | 340.1488 | 338.0814 | -1.7413 | -2.079 | -1.0332 | -1.131 | -0.48658
Distributed steam | 498.5708 | 400.5441 | 291.294 | 246.5382 | 237.1974 | 223.7205 | 199.9792 | 179.1078 | 162.8405 | 151.3943 | 142.1055 | -5.2323 | -2.0334 | -1.6923 | -2.0335 | -1.3528
(1) demand side load factor = demand/(peak load x 8760hours)
(2) Ratio of confirmed capacity to peak load, where confirmed capacity is calculated by applying capacity credit factors per technology; the capacity credit factors for variable RES are below average annual availability of the corresponding RES resource, in conformity with system reliability and security of supply principles.
(3) utilisation rate = generation/(installed capacity x 8760hours)
(4) including nuclear, hydro, wind, etc.
(5) ratio of imports to electricity supply (in %)
(6) ratio of electricity transmission and distribution losses to electricity supply (in %)
(7) ratio of own consumption to electricity supply (in %)
(8) For total electricity and steam generation, i.e. including On Site CHP steam generation as well as industrial and refinery boilers
(9) The SO2 and NOx indicators relate to gross emissions following electricity and steam production and may not include additional end of pipe technology beyond the requirements of current legislation.
Source: PRIMES

## Explanation
(A) The total output of heat/steam from CHP can be higher than quantities shown here because these only include distributed heat/steam produced by CHP following EUROSTAT convention, according to which fuel consumption corresponding to on site steam/heat produced from CHP is accounted for in the final demand statistics as consumption of individual fuels and not as steam/heat, even if the fuel is in reality used in industrial CHP.
(B) PRIMES does not report separately on industrial waste. In order to ensure a consistent breakdown of supply and demand quanties, industrial waste is shown as part of total waste and of renewables. Given that only biodegradable waste counts towards the renewables targets, the indicators on the share of RES in gross final energy demand have been adjusted to exclude industrial waste. RES indicators have been calculated on the basis of the methodology developed by EUROSTAT, i.e. taking into account normalised hydro and wind production, increased weight for renewable electricity in road transport and aviation cap for gross final energy demand.
(C) For calculation of the RES-E and total RES in gross final energy consumption ratios, energy losses corresponding to hydrogen production from RES, which is stored and later converted back into electricity are excluded from gross electricity consumption and gross final energy consumption.
(D) Power generation includes electricity produced using hydrogen that has been derived from RES for storage purposes; it includes therefore both all the direct production of electricity from RES, which is partly used for transformation into hydrogen for storage purposes, and the indirect production of RES based electricity from that hydrogen; total electricity generation and fuel share numbers are therefore different from those shown in other sheets following a different concept.
Disclaimer: Energy and transport statistics reported in this publication and used for the modelling are mainly based on EUROSTAT and on the publications “EU Energy in Figures” of the Directorate General for Energy and “EU Transport in Figures” of the Directorate General for Mobility and Transport. Energy and transport statistical concepts have developed differently in the past according to their individual purposes. Energy demand in transport reflects usually sales of fuels at the point of refuelling, which can differ from the region of consumption. These differences should be borne in mind when comparing energy and transport figures. This applies in particular to transport activity ratios, such as energy efficiency in freight or passenger transport, which are measured in tonnes of oil equivalent per million tonne-km and in tonnes of oil equivalent per million passenger-km, respectively. For modelling purposes, some assumptions had to be made for calculating air and maritime transport performance and allocating it by MS. The transport volumes (number of passengers and tonnes) and distance matrices have been used for this purpose. By assumption, 50% of the calculated transport performance is allocated to the origin country and 50% to the destination country. The same “50%-50%” principle allocation applies to the EFTA countries and the candidate countries. For the international extra-EU activity, where the corresponding partner is outside EU-28 and is not an EFTA or candidate country, 100% of transport performance is allocated to the declaring EU MS country. These assumptions are used only for modelling purposes and shall be considered as model estimates and not as official data.
Abbreviations
GIC: Gross Inland Consumption
CHP: combined heat and power
Geographical regions
EU27: EU15 Member States + NM12 Member States
EU15: EU15 Member States (Austria, Belgium, Denmark, Finland, France, Germany, Greece, Ireland, Italy, Luxembourg, The Netherlands, Portugal, Spain, Sweden, United Kingdom)
NM12: New Member States (Bulgaria, Cyprus, Czech Republic, Estonia, Hungary, Latvia, Lithuania, Malta, Poland, Romania, Slovakia, Slovenia)
Units
toe: tonne of oil equivalent, or 107 kilocalories, or 41.86 GJ (Gigajoule)
Mtoe: million toe
GW: Gigawatt or 109 watt
kWh: kilowatt-hour or 103 watt-hour
MWh: megawatt-hour or 106 watt-hour
TWh: Terawatt-hour or 1012 watt-hour
t: metric tonnes, or 1000 kilogrammes
Mt: Million metric tonnes
km: kilometre
pkm: passenger-kilometre (one passenger transported a distance of one kilometre)
tkm: tonne-kilometre (one tonne transported a distance of one kilometre)
Gpkm: Giga passenger-kilometre, or 109 passenger-kilometre
Gtkm: Giga tonne-kilometre, or 109 tonne-kilometre