## Cover
EU28:Reference scenario(REF2015f)
Detailed Analytical Results
Primes Ver. 4 Energy Model
E3M Lab
National Technical University of Athens
2016-07-14

## aggregate
Basic Results | [11 empty] | % change per annum
EU28:Reference scenario(REF2015f) | 2000 | 2005 | 2010 | 2015 | 2020 | 2025 | 2030 | 2035 | 2040 | 2045 | 2050 | 2000-2010 | 2010-2030 | 2030-2050
Total Primary Energy (Mtoe) | 1726.8881 | 1824.722 | 1760.3148 | 1666.6012 | 1639.4293 | 1593.7468 | 1554.3871 | 1520.2728 | 1501.734 | 1488.3723 | 1491.6207 | 0.1919 | -0.62013 | -0.20588
GDP (in 000 M€13) | 11230.9408 | 12351.0908 | 12894.9593 | 13426.713 | 14549.9112 | 15584.5759 | 16682.3214 | 17977.4489 | 19431.1303 | 20923.7862 | 22526.0456 | 1.3912 | 1.2959 | 1.5129
CO2 Emissions (Mt of CO2) | 3992.1512 | 4127.1337 | 3782.3308 | 3524.0732 | 3281.2982 | 3099.3836 | 2844.2785 | 2647.1901 | 2498.8298 | 2341.5909 | 2175.4882 | -0.53844 | -1.415 | -1.3313
Energy Intensity (toe/M€13) | 153.7617 | 147.7377 | 136.5119 | 124.1258 | 112.6762 | 102.2644 | 93.1757 | 84.5655 | 77.285 | 71.133 | 66.2176 | -1.1829 | -1.8915 | -1.6932
Carbon Intensity of GDP (t of CO2/M€13) | 355.4601 | 334.1514 | 293.3186 | 262.4673 | 225.5202 | 198.8751 | 170.4966 | 147.2506 | 128.5993 | 111.9105 | 96.5766 | -1.9032 | -2.6763 | -2.8019
Carbon/Energy (t of CO2/toe of GIC) | 2.3118 | 2.2618 | 2.1487 | 2.1145 | 2.0015 | 1.9447 | 1.8298 | 1.7413 | 1.664 | 1.5733 | 1.4585 | -0.72894 | -0.79988 | -1.1278
Indicators (1995 = 100) | [11 empty] | % change per annum
EU28:Reference scenario(REF2015f) | 2000 | 2005 | 2010 | 2015 | 2020 | 2025 | 2030 | 2035 | 2040 | 2045 | 2050 | 2000-2010 | 2010-2030 | 2030-2050
Total Primary Energy | 103.3386 | 109.1931 | 105.3389 | 99.731 | 98.105 | 95.3713 | 93.016 | 90.9746 | 89.8652 | 89.0656 | 89.26 | 0.1919 | -0.62013 | -0.20588
GDP | 115.5815 | 127.1093 | 132.7065 | 138.1789 | 149.7381 | 160.3862 | 171.6835 | 185.0121 | 199.9724 | 215.3339 | 231.8233 | 1.3912 | 1.2959 | 1.5129
CO2 Emissions (1990=100) | 95.9655 | 99.2103 | 90.9217 | 84.7136 | 78.8776 | 74.5047 | 68.3723 | 63.6346 | 60.0682 | 56.2884 | 52.2956 | -0.53844 | -1.415 | -1.3313
Energy Intensity | 89.4076 | 85.9049 | 79.3774 | 72.1753 | 65.5177 | 59.4635 | 54.1788 | 49.1722 | 44.9388 | 41.3616 | 38.5035 | -1.1829 | -1.8915 | -1.6932
Carbon/Energy | 96.5556 | 94.4684 | 89.7436 | 88.3177 | 83.5964 | 81.2252 | 76.4271 | 72.7274 | 69.4989 | 65.7104 | 60.9162 | -0.72894 | -0.79988 | -1.1278
Energy Intensity Indicators (2000 = 100) | [11 empty] | % change per annum
EU28:Reference scenario(REF2015f) | 2000 | 2005 | 2010 | 2015 | 2020 | 2025 | 2030 | 2035 | 2040 | 2045 | 2050 | 2000-2010 | 2010-2030 | 2030-2050
Industry | 100 | 92.9474 | 79.9408 | 77.4872 | 75.1847 | 68.3424 | 61.7269 | 55.3081 | 51.272 | 48.9065 | 46.7864 | -2.214 | -1.2845 | -1.3761
Residential | 100 | 96.5121 | 94.2021 | 86.5777 | 79.2256 | 72.1862 | 65.8474 | 60.3923 | 55.6611 | 51.7299 | 48.0202 | -0.59549 | -1.7746 | -1.5662
Tertiary | 100 | 99.1161 | 99.7969 | 91.0003 | 82.7661 | 75.0371 | 68.5981 | 62.7189 | 58.6248 | 54.7812 | 50.9447 | -0.020332 | -1.8569 | -1.4766
Transport | 100 | 97.3553 | 91.7308 | 87.8536 | 79.4977 | 72.9704 | 67.5025 | 63.0016 | 58.9685 | 55.3761 | 51.9868 | -0.8594 | -1.5218 | -1.2974
Total Primary Energy (Mtoe) | [11 empty] | % change per annum
EU28:Reference scenario(REF2015f) | 2000 | 2005 | 2010 | 2015 | 2020 | 2025 | 2030 | 2035 | 2040 | 2045 | 2050 | 2000-2010 | 2010-2030 | 2030-2050
Solids | 321.2921 | 318.1266 | 282.994 | 277.8906 | 251.2453 | 219.8934 | 185.4908 | 143.644 | 108.1971 | 80.7167 | 82.8311 | -1.2612 | -2.09 | -3.9508
Oil | 660.0247 | 677.0213 | 612.9542 | 579.8051 | 545.7524 | 531.0144 | 513.151 | 503.5555 | 497.3238 | 492.3231 | 487.6842 | -0.73714 | -0.88466 | -0.25419
Natural gas | 396.1439 | 445.263 | 447.3936 | 387.7307 | 384.8758 | 387.3867 | 371.3106 | 379.4798 | 393.8268 | 394.9571 | 378.6491 | 1.224 | -0.92767 | 0.097904
Nuclear | 243.8409 | 257.516 | 236.5623 | 213.0429 | 188.9744 | 174.739 | 187.2319 | 187.7477 | 171.124 | 165.795 | 163.8249 | -0.30258 | -1.1625 | -0.66552
Electricity | 2.0295 | 1.412 | 0.7119 | 1.7611 | 1.5013 | 0.77876 | 0.17516 | 0.14661 | 0.022553 | 0.015793 | -0.021216 | -9.946 | -6.771 | 0
Renewables | 103.557 | 125.3831 | 179.6988 | 206.3708 | 267.0802 | 279.9346 | 297.0276 | 305.6992 | 331.2399 | 354.5646 | 378.6526 | 5.6663 | 2.5446 | 1.2214
Total Primary Energy | 1726.8881 | 1824.722 | 1760.3148 | 1666.6012 | 1639.4293 | 1593.7468 | 1554.3871 | 1520.2728 | 1501.734 | 1488.3723 | 1491.6207 | 0.1919 | -0.62013 | -0.20588
Total Primary Energy in % | [11 empty] | % difference
EU28:Reference scenario(REF2015f) | 2000 | 2005 | 2010 | 2015 | 2020 | 2025 | 2030 | 2035 | 2040 | 2045 | 2050 | 2000-2010 | 2010-2030 | 2030-2050
Solids | 18.6053 | 17.4343 | 16.0763 | 16.6741 | 15.3252 | 13.7973 | 11.9334 | 9.4486 | 7.2048 | 5.4231 | 5.5531 | -2.5289 | -4.143 | -6.3803
Oil | 38.2205 | 37.1027 | 34.8207 | 34.7897 | 33.2892 | 33.3186 | 33.0131 | 33.1227 | 33.1166 | 33.078 | 32.6949 | -3.3998 | -1.8076 | -0.31816
Natural gas | 22.9398 | 24.4017 | 25.4155 | 23.2648 | 23.4762 | 24.3067 | 23.8879 | 24.9613 | 26.2248 | 26.5362 | 25.3851 | 2.4758 | -1.5276 | 1.4972
Nuclear | 14.1202 | 14.1126 | 13.4386 | 12.7831 | 11.5268 | 10.964 | 12.0454 | 12.3496 | 11.3951 | 11.1393 | 10.983 | -0.68161 | -1.3933 | -1.0624
Electricity | 0.11752 | 0.077382 | 0.040442 | 0.10567 | 0.091572 | 0.048864 | 0.011269 | 0.0096439 | 0.0015018 | 0.0010611 | -0.0014223 | -0.077082 | -0.029173 | -0.012691
Renewables | 5.9967 | 6.8714 | 10.2083 | 12.3827 | 16.291 | 17.5646 | 19.109 | 20.1082 | 22.0572 | 23.8223 | 25.3853 | 4.2116 | 8.9007 | 6.2763
Primary Energy Supply (Mtoe) | [11 empty] | % change per annum
EU28:Reference scenario(REF2015f) | 2000 | 2005 | 2010 | 2015 | 2020 | 2025 | 2030 | 2035 | 2040 | 2045 | 2050 | 2000-2010 | 2010-2030 | 2030-2050
Production Oil&Gas | 383.3371 | 326.3237 | 260.3561 | 196.9671 | 176.2435 | 150.6625 | 126.7187 | 100.3753 | 88.1864 | 78.5406 | 67.3136 | -3.7948 | -3.5364 | -3.1135
Production Solids | 214.5957 | 196.0297 | 164.8372 | 148.1956 | 135.1467 | 121.4996 | 101.6359 | 81.3933 | 65.4157 | 49.8311 | 61.1265 | -2.6035 | -2.3888 | -2.5102
Production RES | 103.2219 | 124.1163 | 174.0168 | 200.3792 | 256.5557 | 269.1196 | 286.2307 | 294.8832 | 320.7514 | 345.2523 | 369.2912 | 5.3615 | 2.5194 | 1.2821
Production Nuclear | 243.8409 | 257.516 | 236.5623 | 213.0429 | 188.9744 | 174.739 | 187.2319 | 187.7477 | 171.124 | 165.795 | 163.8249 | -0.30258 | -1.1625 | -0.66552
Net Imports Oil&Gas | 725.6576 | 851.5453 | 836.8624 | 825.4322 | 811.1168 | 826.3838 | 818.7029 | 845.2524 | 867.765 | 876.0594 | 869.1706 | 1.436 | -0.10963 | 0.29954
Net Imports Solids | 98.3199 | 125.363 | 111.8143 | 129.695 | 116.0986 | 98.3938 | 83.8549 | 62.2507 | 42.7814 | 30.8855 | 21.7046 | 1.2944 | -1.4285 | -6.5345
Net Imports Electricity | 2.0295 | 1.412 | 0.7119 | 1.7611 | 1.5013 | 0.77876 | 0.17516 | 0.14661 | 0.022553 | 0.015793 | -0.021216 | -9.946 | -6.771 | 0
Net Imports RES | 0.3424 | 1.3556 | 5.6152 | 5.9916 | 10.5245 | 10.815 | 10.7969 | 10.816 | 10.4884 | 9.3124 | 9.3614 | 32.2766 | 3.3229 | -0.71082
Primary Energy Supply | 1771.345 | 1883.6616 | 1790.7762 | 1721.4647 | 1696.1614 | 1652.392 | 1615.3472 | 1582.8654 | 1566.5348 | 1555.6921 | 1561.7717 | 0.10916 | -0.51417 | -0.1685
Primary Energy Production | 944.9956 | 903.9857 | 835.7724 | 758.5848 | 756.9202 | 716.0206 | 701.8172 | 664.3996 | 645.4774 | 639.419 | 661.5563 | -1.2207 | -0.86961 | -0.29495
Primary Energy Supply in % | [11 empty] | % difference
EU28:Reference scenario(REF2015f) | 2000 | 2005 | 2010 | 2015 | 2020 | 2025 | 2030 | 2035 | 2040 | 2045 | 2050 | 2000-2010 | 2010-2030 | 2030-2050
Production Oil&Gas | 21.641 | 17.3239 | 14.5387 | 11.4418 | 10.3907 | 9.1178 | 7.8447 | 6.3414 | 5.6294 | 5.0486 | 4.3101 | -7.1023 | -6.6941 | -3.5346
Production Solids | 12.1148 | 10.4068 | 9.2048 | 8.6087 | 7.9678 | 7.353 | 6.2919 | 5.1421 | 4.1758 | 3.2031 | 3.9139 | -2.9101 | -2.9129 | -2.378
Production RES | 5.8273 | 6.5891 | 9.7174 | 11.64 | 15.1257 | 16.2867 | 17.7195 | 18.6297 | 20.4752 | 22.1928 | 23.6457 | 3.8901 | 8.0021 | 5.9262
Production Nuclear | 13.7659 | 13.671 | 13.21 | 12.3757 | 11.1413 | 10.5749 | 11.5908 | 11.8613 | 10.9237 | 10.6573 | 10.4897 | -0.55582 | -1.6192 | -1.1011
Net Imports Oil&Gas | 40.9665 | 45.2069 | 46.7318 | 47.9494 | 47.8207 | 50.0114 | 50.6828 | 53.4001 | 55.3939 | 56.3132 | 55.6529 | 5.7653 | 3.951 | 4.9701
Net Imports Solids | 5.5506 | 6.6553 | 6.2439 | 7.534 | 6.8448 | 5.9546 | 5.1911 | 3.9328 | 2.731 | 1.9853 | 1.3897 | 0.69332 | -1.0528 | -3.8014
Net Imports Electricity | 0.11457 | 0.07496 | 0.039754 | 0.1023 | 0.088509 | 0.047129 | 0.010844 | 0.0092625 | 0.0014397 | 0.0010152 | -0.0013585 | -0.07482 | -0.02891 | -0.012202
Net Imports RES | 0.01933 | 0.071966 | 0.31356 | 0.34805 | 0.62049 | 0.6545 | 0.6684 | 0.68332 | 0.66953 | 0.5986 | 0.59941 | 0.29423 | 0.35484 | -0.068991
Total Import Dependence | 46.7053 | 52.2502 | 52.7753 | 55.9338 | 55.3745 | 56.6676 | 56.5532 | 58.0255 | 58.7958 | 58.8981 | 57.6406 | 6.0701 | 3.7778 | 1.0875
Oil and gas import share in primary supply | 40.9665 | 45.2069 | 46.7318 | 47.9494 | 47.8207 | 50.0114 | 50.6828 | 53.4001 | 55.3939 | 56.3132 | 55.6529 | 5.7653 | 3.951 | 4.9701
Total Final Energy by Sector (Mtoe) | [11 empty] | % change per annum
EU28:Reference scenario(REF2015f) | 2000 | 2005 | 2010 | 2015 | 2020 | 2025 | 2030 | 2035 | 2040 | 2045 | 2050 | 2000-2010 | 2010-2030 | 2030-2050
Heavy Industry | 215.8995 | 215.1147 | 182.721 | 182.4079 | 188.9423 | 178.7051 | 166.6144 | 153.6137 | 146.9612 | 144.7925 | 143.5829 | -1.6547 | -0.46033 | -0.74109
Other Industries | 114.7279 | 112.461 | 100.7165 | 102.1311 | 106.3807 | 104.7358 | 103.1503 | 101.0341 | 102.0733 | 105.1361 | 108.256 | -1.2941 | 0.11946 | 0.24185
Residential | 288.5645 | 307.5944 | 313.8292 | 299.7475 | 298.1549 | 292.9564 | 288.0512 | 286.6926 | 287.5941 | 289.7861 | 291.562 | 0.84284 | -0.42764 | 0.060592
Tertiary | 166.6773 | 183.3684 | 196.7702 | 188.3326 | 186.4865 | 182.0482 | 179.075 | 177.5987 | 180.6289 | 182.9251 | 184.2343 | 1.6736 | -0.47005 | 0.14212
Transport | 343.5576 | 367.8311 | 361.8417 | 360.8382 | 353.833 | 347.8767 | 344.4767 | 346.4677 | 350.5112 | 354.4429 | 358.2298 | 0.51987 | -0.2456 | 0.19593
Total Final Energy | 1129.4267 | 1186.3696 | 1155.8786 | 1133.4573 | 1133.7974 | 1106.3221 | 1081.3675 | 1065.4067 | 1067.7687 | 1077.0827 | 1085.8651 | 0.23177 | -0.33262 | 0.020755
Total Final Energy by Sector in % | [11 empty] | % difference
EU28:Reference scenario(REF2015f) | 2000 | 2005 | 2010 | 2015 | 2020 | 2025 | 2030 | 2035 | 2040 | 2045 | 2050 | 2000-2010 | 2010-2030 | 2030-2050
Heavy Industry | 19.1158 | 18.1322 | 15.808 | 16.0931 | 16.6646 | 16.1531 | 15.4078 | 14.4183 | 13.7634 | 13.443 | 13.2229 | -3.3079 | -0.40022 | -2.1848
Other Industries | 10.1581 | 9.4794 | 8.7134 | 9.0106 | 9.3827 | 9.467 | 9.5389 | 9.4832 | 9.5595 | 9.7612 | 9.9696 | -1.4446 | 0.82547 | 0.43068
Residential | 25.5496 | 25.9274 | 27.1507 | 26.4454 | 26.297 | 26.4802 | 26.6377 | 26.9092 | 26.9341 | 26.9047 | 26.8507 | 1.6011 | -0.51304 | 0.21299
Tertiary | 14.7577 | 15.4563 | 17.0234 | 16.6158 | 16.448 | 16.4553 | 16.56 | 16.6696 | 16.9165 | 16.9834 | 16.9666 | 2.2657 | -0.46338 | 0.40655
Transport | 30.4188 | 31.0048 | 31.3045 | 31.8352 | 31.2078 | 31.4444 | 31.8557 | 32.5198 | 32.8265 | 32.9077 | 32.9903 | 0.88572 | 0.55118 | 1.1346
Total Final Energy by Fuel (Mtoe) | [11 empty] | % change per annum
EU28:Reference scenario(REF2015f) | 2000 | 2005 | 2010 | 2015 | 2020 | 2025 | 2030 | 2035 | 2040 | 2045 | 2050 | 2000-2010 | 2010-2030 | 2030-2050
Solids | 61.9766 | 53.9876 | 50.5116 | 47.694 | 45.7113 | 42.3135 | 34.2854 | 25.5581 | 18.4686 | 15.2078 | 13.3919 | -2.0248 | -1.9188 | -4.5916
Oil | 487.0654 | 502.5092 | 455.2066 | 437.5978 | 405.2934 | 390.2603 | 373.318 | 365.3001 | 358.8889 | 355.2613 | 352.6352 | -0.67419 | -0.9867 | -0.28458
Gas | 267.5883 | 281.1911 | 273.366 | 265.8786 | 264.6227 | 251.2078 | 241.0005 | 233.9798 | 234.0946 | 235.9776 | 236.6489 | 0.21385 | -0.62808 | -0.091064
Electricity | 217.6437 | 239.5481 | 244.471 | 241.0099 | 250.6821 | 257.2375 | 265.1718 | 274.3719 | 285.235 | 296.7673 | 307.3399 | 1.1692 | 0.40723 | 0.74061
Steam Distrib.(A) | 46.0438 | 52.4252 | 52.8751 | 49.062 | 50.9349 | 52.3567 | 54.3461 | 54.51 | 56.136 | 56.253 | 56.7003 | 1.393 | 0.1373 | 0.21225
Renewables | 49.1089 | 56.7084 | 79.4483 | 92.215 | 116.553 | 112.9464 | 113.2457 | 111.6869 | 114.9455 | 117.6157 | 119.1489 | 4.9283 | 1.7881 | 0.25439
Total Final Energy | 1129.4267 | 1186.3696 | 1155.8786 | 1133.4573 | 1133.7974 | 1106.3221 | 1081.3675 | 1065.4067 | 1067.7687 | 1077.0827 | 1085.8651 | 0.23177 | -0.33262 | 0.020755
Total Final Energy by Fuel in % | [11 empty] | % difference
EU28:Reference scenario(REF2015f) | 2000 | 2005 | 2010 | 2015 | 2020 | 2025 | 2030 | 2035 | 2040 | 2045 | 2050 | 2000-2010 | 2010-2030 | 2030-2050
Solids | 5.4874 | 4.5507 | 4.37 | 4.2078 | 4.0317 | 3.8247 | 3.1706 | 2.3989 | 1.7296 | 1.4119 | 1.2333 | -1.1175 | -1.1994 | -1.9373
Oil | 43.125 | 42.3569 | 39.3819 | 38.6074 | 35.7465 | 35.2755 | 34.5228 | 34.2874 | 33.6111 | 32.9837 | 32.475 | -3.7431 | -4.8591 | -2.0477
Gas | 23.6924 | 23.7018 | 23.6501 | 23.4573 | 23.3395 | 22.7066 | 22.2866 | 21.9616 | 21.9237 | 21.909 | 21.7936 | -0.042342 | -1.3634 | -0.49305
Electricity | 19.2703 | 20.1917 | 21.1502 | 21.2633 | 22.11 | 23.2516 | 24.5219 | 25.7528 | 26.7132 | 27.5529 | 28.3037 | 1.88 | 3.3717 | 3.7818
Steam Distrib.(A) | 4.0767 | 4.419 | 4.5745 | 4.3285 | 4.4924 | 4.7325 | 5.0257 | 5.1164 | 5.2573 | 5.2227 | 5.2217 | 0.49771 | 0.45123 | 0.19598
Renewables | 4.3481 | 4.78 | 6.8734 | 8.1357 | 10.2799 | 10.2092 | 10.4725 | 10.483 | 10.765 | 10.9198 | 10.9727 | 2.5253 | 3.599 | 0.50026
Energy related CO2 Emissions (Mt) | [11 empty] | % change per annum
EU28:Reference scenario(REF2015f) | 2000 | 2005 | 2010 | 2015 | 2020 | 2025 | 2030 | 2035 | 2040 | 2045 | 2050 | 2000-2010 | 2010-2030 | 2030-2050
Power and Distr. Steam | 1406.334 | 1486.781 | 1343.9897 | 1177.9303 | 1058.6869 | 994.3332 | 865.4424 | 758.5432 | 670.9756 | 541.3614 | 393.3841 | -0.45241 | -2.1767 | -3.8656
Energy Branch | 167.2544 | 170.7152 | 155.2205 | 148.5597 | 132.6602 | 121.6895 | 112.0922 | 104.7845 | 98.6755 | 93.9697 | 91.2874 | -0.74392 | -1.6144 | -1.0213
Industry | 690.9906 | 634.052 | 511.7814 | 505.59 | 501.5057 | 441.8762 | 375.8289 | 316.4211 | 275.6007 | 260.9199 | 252.7468 | -2.9577 | -1.532 | -1.9642
Residential | 468.0246 | 484.1642 | 466.8534 | 422.7485 | 383.9937 | 376.7026 | 360.7734 | 350.9589 | 338.6923 | 332.5514 | 326.168 | -0.025053 | -1.2806 | -0.50292
Tertiary | 257.8797 | 271.6003 | 267.9146 | 245.8362 | 220.7102 | 201.7026 | 183.2371 | 169.9932 | 163.9834 | 159.7935 | 155.4491 | 0.38248 | -1.8815 | -0.81894
Transport | 1001.6678 | 1079.8211 | 1036.5713 | 1023.4085 | 983.7415 | 963.0795 | 946.9045 | 946.4892 | 950.9023 | 952.995 | 956.4529 | 0.34311 | -0.45136 | 0.050179
Total energy related CO2 Emissions | 3992.1512 | 4127.1337 | 3782.3308 | 3524.0732 | 3281.2982 | 3099.3836 | 2844.2785 | 2647.1901 | 2498.8298 | 2341.5909 | 2175.4882 | -0.53844 | -1.415 | -1.3313
ETS excluding aviation | 0 | 2120.132 | 1864.0058 | 1700.7852 | 1565.0773 | 1441.8123 | 1250.5606 | 1088.8334 | 961.0211 | 812.9068 | 654.57 | 0 | -1.9759 | -3.185
Aviation | 0 | 150.1815 | 147.988 | 160.2325 | 169.8102 | 175.2354 | 173.1669 | 175.4769 | 181.4231 | 186.7643 | 193.146 | 0 | 0.78872 | 0.54745
non - ETS | 3992.1512 | 1856.8202 | 1770.3371 | 1663.0555 | 1546.4107 | 1482.336 | 1420.551 | 1382.8798 | 1356.3856 | 1341.9198 | 1327.7722 | -7.8098 | -1.0946 | -0.33714
Energy related CO2 Emissions in % | [11 empty] | % difference
EU28:Reference scenario(REF2015f) | 2000 | 2005 | 2010 | 2015 | 2020 | 2025 | 2030 | 2035 | 2040 | 2045 | 2050 | 2000-2010 | 2010-2030 | 2030-2050
Power and Distr. Steam | 35.2275 | 36.0245 | 35.5334 | 33.4253 | 32.2643 | 32.0816 | 30.4275 | 28.6547 | 26.8516 | 23.1194 | 18.0826 | 0.3059 | -5.1059 | -12.3449
Energy Branch | 4.1896 | 4.1364 | 4.1038 | 4.2156 | 4.0429 | 3.9262 | 3.941 | 3.9583 | 3.9489 | 4.0131 | 4.1962 | -0.085751 | -0.16286 | 0.25521
Industry | 17.3087 | 15.363 | 13.5308 | 14.3467 | 15.2838 | 14.2569 | 13.2135 | 11.9531 | 11.0292 | 11.1428 | 11.6179 | -3.7779 | -0.31734 | -1.5956
Residential | 11.7236 | 11.7312 | 12.343 | 11.996 | 11.7025 | 12.1541 | 12.6842 | 13.2578 | 13.554 | 14.2019 | 14.9929 | 0.61939 | 0.34117 | 2.3087
Tertiary | 6.4597 | 6.5808 | 7.0833 | 6.9759 | 6.7263 | 6.5078 | 6.4423 | 6.4216 | 6.5624 | 6.8241 | 7.1455 | 0.62365 | -0.64101 | 0.70317
Transport | 25.0909 | 26.1639 | 27.4056 | 29.0405 | 29.9803 | 31.0733 | 33.2916 | 35.7545 | 38.0539 | 40.6986 | 43.965 | 2.3147 | 5.8859 | 10.6734
ETS excluding aviation | 0 | 51.3706 | 49.2819 | 48.2619 | 47.6969 | 46.5193 | 43.9676 | 41.1317 | 38.4588 | 34.716 | 30.0884 | 49.2819 | -5.3143 | -13.8792
Aviation | 0 | 3.6389 | 3.9126 | 4.5468 | 5.1751 | 5.6539 | 6.0883 | 6.6288 | 7.2603 | 7.976 | 8.8783 | 3.9126 | 2.1756 | 2.79
non - ETS | 100 | 44.9906 | 46.8055 | 47.1913 | 47.128 | 47.8268 | 49.9442 | 52.2395 | 54.2808 | 57.308 | 61.0333 | -53.1945 | 3.1387 | 11.0891
Power Generation (TWh net) | [11 empty] | % change per annum
EU28:Reference scenario(REF2015f) | 2000 | 2005 | 2010 | 2015 | 2020 | 2025 | 2030 | 2035 | 2040 | 2045 | 2050 | 2000-2010 | 2010-2030 | 2030-2050
From Solids | 864.7287 | 892.7035 | 761.7635 | 764.0514 | 691.5664 | 590.9011 | 507.9819 | 398.1744 | 296.252 | 203.3616 | 200.7036 | -1.2598 | -2.0056 | -4.5369
From Oil | 171.2584 | 135.4005 | 82.5315 | 33.1245 | 20.9758 | 20.4727 | 18.6226 | 13.6618 | 13.427 | 11.7201 | 4.6807 | -7.0399 | -7.1737 | -6.6717
From Gas | 491.6126 | 677.8754 | 772.8052 | 550.973 | 565.2611 | 664.0405 | 638.3602 | 777.7814 | 905.6792 | 925.4411 | 815.5968 | 4.6272 | -0.95107 | 1.2326
From Nuclear | 893.933 | 946.151 | 868.004 | 825.7475 | 735.9344 | 683.8294 | 740.693 | 751.9173 | 698.2406 | 695.4899 | 698.6913 | -0.29391 | -0.78991 | -0.29146
From RES | 422.4887 | 466.8176 | 683.3457 | 916.0704 | 1191.1883 | 1328.4705 | 1485.2145 | 1561.4309 | 1726.1939 | 1947.37 | 2203.2396 | 4.9259 | 3.9579 | 1.9914
Total Power Generation | 2844.0213 | 3118.948 | 3168.4499 | 3089.9668 | 3204.926 | 3287.7142 | 3390.8722 | 3502.9659 | 3639.7927 | 3783.3827 | 3922.912 | 1.0861 | 0.3398 | 0.7314
Net Power Generation in % | [11 empty] | % difference
EU28:Reference scenario(REF2015f) | 2000 | 2005 | 2010 | 2015 | 2020 | 2025 | 2030 | 2035 | 2040 | 2045 | 2050 | 2000-2010 | 2010-2030 | 2030-2050
From Solids | 30.4051 | 28.6219 | 24.0421 | 24.7268 | 21.5782 | 17.973 | 14.9809 | 11.3668 | 8.1393 | 5.3751 | 5.1162 | -6.363 | -9.0613 | -9.8647
From Oil | 6.0217 | 4.3412 | 2.6048 | 1.072 | 0.65449 | 0.6227 | 0.5492 | 0.39001 | 0.3689 | 0.30978 | 0.11932 | -3.4169 | -2.0556 | -0.42988
From Gas | 17.2858 | 21.7341 | 24.3906 | 17.831 | 17.6373 | 20.1976 | 18.8258 | 22.2035 | 24.8827 | 24.4607 | 20.7906 | 7.1048 | -5.5648 | 1.9648
From Nuclear | 31.432 | 30.3356 | 27.3952 | 26.7235 | 22.9626 | 20.7995 | 21.8437 | 21.4652 | 19.1835 | 18.3828 | 17.8105 | -4.0368 | -5.5515 | -4.0332
From RES | 14.8553 | 14.9671 | 21.5672 | 29.6466 | 37.1674 | 40.4071 | 43.8004 | 44.5745 | 47.4256 | 51.4717 | 56.1634 | 6.7119 | 22.2332 | 12.363
Power Capacity (GW net) | [11 empty] | % change per annum
EU28:Reference scenario(REF2015f) | 2000 | 2005 | 2010 | 2015 | 2020 | 2025 | 2030 | 2035 | 2040 | 2045 | 2050 | 2000-2010 | 2010-2030 | 2030-2050
Solids | 194.525 | 185.3534 | 180.1103 | 176.5586 | 146.0984 | 117.5924 | 100.8735 | 76.1572 | 56.5653 | 46.5164 | 51.9299 | -0.76696 | -2.8569 | -3.2654
Oil | 83.315 | 74.5819 | 69.2952 | 53.0846 | 31.1681 | 20.5316 | 15.2154 | 9.7464 | 6.3988 | 4.8704 | 3.5377 | -1.8257 | -7.3001 | -7.0345
Gas | 123.8214 | 163.3331 | 215.4848 | 219.6281 | 210.322 | 209.734 | 208.3924 | 215.1984 | 243.7437 | 259.4857 | 269.4566 | 5.6969 | -0.1672 | 1.2932
Nuclear | 139.5949 | 136.8291 | 132.6061 | 120.7979 | 114.2038 | 105.051 | 109.9048 | 108.6119 | 97.2428 | 94.9849 | 92.8239 | -0.5123 | -0.93445 | -0.841
RES | 142.2507 | 179.4915 | 261.1312 | 395.5191 | 527.8874 | 572.0452 | 624.8434 | 638.8117 | 684.9807 | 766.8492 | 865.5664 | 6.2626 | 4.4589 | 1.6428
Total Power Generation excl.generation for RES storage | 683.507 | 739.589 | 858.6276 | 965.5883 | 1029.6796 | 1024.954 | 1059.2297 | 1048.5257 | 1088.9313 | 1172.7065 | 1283.3145 | 2.3072 | 1.0553 | 0.96414
Net Power Capacity in % | [11 empty] | % difference
EU28:Reference scenario(REF2015f) | 2000 | 2005 | 2010 | 2015 | 2020 | 2025 | 2030 | 2035 | 2040 | 2045 | 2050 | 2000-2010 | 2010-2030 | 2030-2050
Solids | 28.4598 | 25.0617 | 20.9765 | 18.2851 | 14.1887 | 11.4729 | 9.5233 | 7.2633 | 5.1946 | 3.9666 | 4.0465 | -7.4833 | -11.4532 | -5.4767
Oil | 12.1893 | 10.0842 | 8.0705 | 5.4976 | 3.027 | 2.0032 | 1.4365 | 0.92954 | 0.58763 | 0.41531 | 0.27567 | -4.1189 | -6.634 | -1.1608
Gas | 18.1156 | 22.0843 | 25.0964 | 22.7455 | 20.426 | 20.4628 | 19.674 | 20.5239 | 22.3838 | 22.1271 | 20.9969 | 6.9808 | -5.4225 | 1.323
Nuclear | 20.4233 | 18.5007 | 15.444 | 12.5103 | 11.0912 | 10.2493 | 10.3759 | 10.3585 | 8.9301 | 8.0996 | 7.2331 | -4.9794 | -5.068 | -3.1428
RES | 20.8119 | 24.2691 | 30.4126 | 40.9615 | 51.2671 | 55.8118 | 58.9904 | 60.9248 | 62.9039 | 65.3914 | 67.4477 | 9.6007 | 28.5777 | 8.4574
Net Power Capacity Investment (GW net) | [11 empty] | Total in GW
EU28:Reference scenario(REF2015f) |  | 00-05 | 05-10 | 10-15 | 15-20 | 20-25 | 25-30 | 30-35 | 35-40 | 40-45 | 45-50 | 2000-2010 | 2010-2030 | 2030-2050
Solids |  | 2.9453 | 3.6515 | 14.8083 | 22.6609 | 10.7388 | 5.4063 | 3.8871 | 4.0694 | 3.5943 | 13.936 | 6.5968 | 53.6142 | 25.4868
Oil |  | 3.7179 | 2.1233 | 1.9506 | 1.5596 | 0.85037 | 0.29368 | 0.63228 | 0.50041 | 1.4606 | 0.33086 | 5.8412 | 4.6543 | 2.9241
Gas |  | 48.8287 | 57.0501 | 21.9321 | 15.7263 | 17.6314 | 37.0035 | 57.2723 | 89.318 | 63.2089 | 26.1658 | 105.8788 | 92.2933 | 235.965
Nuclear |  | 2.0477 | 0.801 | 1.445 | 15.5168 | 35.5053 | 35.6137 | 13.3922 | 20.3073 | 21.3213 | 15.0802 | 2.8487 | 88.0808 | 70.101
RES |  | 38.4231 | 82.8057 | 141.6334 | 136.8499 | 53.4552 | 57.2279 | 70.1627 | 175.662 | 204.6179 | 259.0948 | 121.2289 | 389.1664 | 709.5374
Total net power capacity investment |  | 95.9627 | 146.4317 | 181.7695 | 192.3134 | 118.1811 | 135.545 | 145.3467 | 289.8571 | 294.2029 | 314.6076 | 242.3943 | 627.809 | 1044.0143
Power Generation Indicators (%) | [11 empty] | % difference
EU28:Reference scenario(REF2015f) | 2000 | 2005 | 2010 | 2015 | 2020 | 2025 | 2030 | 2035 | 2040 | 2045 | 2050 | 2000-2010 | 2010-2030 | 2030-2050
Efficiency of thermal power generation | 37.2355 | 38.0703 | 38.5822 | 40.1522 | 40.4127 | 41.3055 | 42.1954 | 45.4566 | 48.2089 | 50.4076 | 49.7024 | 1.3467 | 3.6132 | 7.507
Load Factor | 47.4991 | 48.1408 | 42.1248 | 36.5307 | 35.5314 | 36.6172 | 36.5441 | 38.1375 | 38.1568 | 36.8287 | 34.8957 | -5.3743 | -5.5807 | -1.6484
CHP share | 11.3448 | 12.5193 | 12.5995 | 12.199 | 10.2154 | 11.2841 | 11.8043 | 12.6477 | 12.7653 | 13.3788 | 13.1108 | 1.2546 | -0.79518 | 1.3065
Share of non-fossil fuels | 45.7863 | 44.854 | 48.5132 | 55.4789 | 59.1952 | 60.3943 | 64.9326 | 65.5286 | 66.2552 | 69.5144 | 73.1298 | 2.7269 | 16.4194 | 8.1971
Carbon intensity (t CO2 / MWh) | 0.38079 | 0.36677 | 0.32868 | 0.30305 | 0.26337 | 0.23792 | 0.20247 | 0.17335 | 0.14883 | 0.11706 | 0.083439 | -0.052117 | -0.1262 | -0.11903
CO2 emissions captured (in Mt CO2) | 0 | 0 | 0 | 0 | 2.8639 | 4.6184 | 5.2778 | 5.2778 | 5.2778 | 30.0838 | 151.3929 | 0 | 0 | 18.2722
Economic Cost Indicators | [11 empty] | % change per annum
EU28:Reference scenario(REF2015f) | 2000 | 2005 | 2010 | 2015 | 2020 | 2025 | 2030 | 2035 | 2040 | 2045 | 2050 | 2000-2010 | 2010-2030 | 2030-2050
Total Cost of Energy in billion €'13 | 1055.7505 | 1282.4412 | 1467.8993 | 1513.7288 | 1807.5004 | 1950.9917 | 2072.0102 | 2177.896 | 2280.0198 | 2363.8351 | 2443.8554 | 3.3507 | 1.7384 | 0.8287
- excluding disutility costs | 1055.7505 | 1282.4412 | 1467.8993 | 1513.7288 | 1807.5004 | 1950.9917 | 2072.0102 | 2177.896 | 2280.0198 | 2363.8351 | 2443.8554 | 3.3507 | 1.7384 | 0.8287
- excluding auction payments | 1055.7505 | 1282.4412 | 1467.8993 | 1505.8553 | 1791.3344 | 1920.527 | 2032.4522 | 2134.2826 | 2233.5243 | 2309.0831 | 2387.0825 | 3.3507 | 1.6404 | 0.80739
Total Cost of Energy as % of GDP | 9.4004 | 10.3832 | 11.3835 | 11.274 | 12.4228 | 12.5187 | 12.4204 | 12.1146 | 11.7339 | 11.2974 | 10.849 | 1.9831 | 1.0369 | -1.5714
- excluding disutility costs | 9.4004 | 10.3832 | 11.3835 | 11.274 | 12.4228 | 12.5187 | 12.4204 | 12.1146 | 11.7339 | 11.2974 | 10.849 | 1.9831 | 1.0369 | -1.5714
- excluding auction payments | 9.4004 | 10.3832 | 11.3835 | 11.2154 | 12.3117 | 12.3233 | 12.1833 | 11.872 | 11.4946 | 11.0357 | 10.597 | 1.9831 | 0.79976 | -1.5863
Total Cost of Energy system per Unit of Final Consumption (€'13/Mwh) | 80.3899 | 92.9642 | 109.2151 | 114.8527 | 137.1012 | 151.6604 | 164.7848 | 175.8005 | 183.6369 | 188.7411 | 193.5522 | 3.1117 | 2.0779 | 0.80778
Average Price of Electricity in Final demand sectors (€'13/MWh) | 0 | 117.4102 | 136.0633 | 144.0579 | 153.1342 | 157.4049 | 160.8709 | 165.3065 | 165.0632 | 163.4138 | 162.5333 | 0 | 0.84093 | 0.051418
Energy Related Expenses in Residential (€'13/household) | 1602.0196 | 2101.84 | 2329.3938 | 2495.0456 | 2912.9052 | 3082.3425 | 3226.6063 | 3345.0654 | 3425.8714 | 3481.5574 | 3538.3648 | 3.8144 | 1.6425 | 0.46223
Energy Related Expenses in Tertiary (€'13/000€'13 of Value Added) | 22.7273 | 24.2276 | 28.1263 | 27.7905 | 29.7915 | 28.5931 | 28.2526 | 27.8097 | 26.9179 | 25.6883 | 24.328 | 2.1543 | 0.022405 | -0.74499
Energy Related Expenses in Industry (€'13/000€'13 of Value Added) | 119.4008 | 125.9495 | 135.0362 | 125.5469 | 143.7054 | 150.4176 | 149.827 | 148.0969 | 146.2857 | 143.9386 | 141.0783 | 1.2382 | 0.52104 | -0.30038
Fuel Purchase costs in Transport (€'13/100tkm) | 14.4336 | 14.4733 | 15.6513 | 13.7379 | 14.4515 | 13.6626 | 13.1794 | 12.8762 | 12.75 | 12.5561 | 12.4395 | 0.8132 | -0.8558 | -0.28848
Average Cost of Gross Electricity Generation (€'13/MWh) | 52.5909 | 57.4527 | 64.9617 | 84.5805 | 94.0214 | 92.2862 | 90.7088 | 86.4982 | 83.7364 | 82.9139 | 79.3298 | 2.135 | 1.6833 | -0.66796
EU28:Reference scenario(REF2015f) |  | 00-05 | 05-10 | 10-15 | 15-20 | 20-25 | 25-30 | 30-35 | 35-40 | 40-45 | 45-50 | 2000-2010 | 2010-2030 | 2030-2050
Power Generation Investment (billion €'13) |  | 151.4003 | 217.1514 | 285.2693 | 309.6232 | 143.9065 | 167.7564 | 102.4077 | 169.5407 | 228.4086 | 224.4994 | 368.5517 | 906.5554 | 724.8563
Economic Cost Indicators (2000 = 100)
EU28:Reference scenario(REF2015f) | 2000 | 2005 | 2010 | 2015 | 2020 | 2025 | 2030 | 2035 | 2040 | 2045 | 2050
Energy Related Expenses in Residential | 68.7741 | 90.2312 | 100 | 107.1114 | 125.0499 | 132.3238 | 138.517 | 143.6024 | 147.0714 | 149.4619 | 151.9007
Energy Related Expenses in Tertiary | 80.8045 | 86.1387 | 100 | 98.8061 | 105.9203 | 101.6595 | 100.449 | 98.8745 | 95.7038 | 91.3318 | 86.4957
Energy Related Expenses in Industry | 88.4213 | 93.2709 | 100 | 92.9728 | 106.4199 | 111.3906 | 110.9532 | 109.672 | 108.3307 | 106.5926 | 104.4744
Fuel Purchase costs in Transport | 92.2202 | 92.4738 | 100 | 87.7751 | 92.3342 | 87.2936 | 84.2066 | 82.2695 | 81.4627 | 80.2242 | 79.4791
Policy variables
EU28:Reference scenario(REF2015f) | 2000 | 2005 | 2010 | 2015 | 2020 | 2025 | 2030 | 2035 | 2040 | 2045 | 2050
Carbon value (€'13/ t of CO2)
ETS sectors | 0 | 0 | 11.2 | 7.5 | 15 | 22.5 | 33.5 | 42 | 50 | 69 | 88
non-ETS sectors | 0 | 0 | 0 | 0 | 0 | 0 | 0 | 0 | 0 | 0 | 0
Average efficiency value (1) (€'10/toe) | 0 | 0 | 0 | 0 | 92.6425 | 23.4631 | 5.4211 | 2.201 | 1.0928 | 0 | 0
Renewables value (€'13/MWh) | 0 | 0 | 0 | 0 | 80.498 | 25.8565 | 10.7979 | 4.2656 | 3.872 | 3.5177 | 3.2208
CO2 Emissions Index (1990=100) | 95.9655 | 99.2103 | 90.9217 | 84.7136 | 78.8776 | 74.5047 | 68.3723 | 63.6346 | 60.0682 | 56.2884 | 52.2956
RES in transport (%) (B) | 0.88986 | 1.6874 | 5.1544 | 6.91 | 11.2171 | 12.5193 | 14.1328 | 15.3007 | 16.7917 | 19.0305 | 21.1391
RES in gross final energy demand (%) (B)(C) | 7.4808 | 8.6884 | 12.4365 | 16.0988 | 20.9968 | 22.4115 | 24.2544 | 25.3292 | 27.1586 | 29.183 | 31.1618
Gross Electricity Generation in TWhe | 3005.3721 | 3289.5314 | 3333.1581 | 3251.3092 | 3357.6854 | 3430.6368 | 3527.5283 | 3632.7681 | 3759.8123 | 3900.0962 | 4063.7369
RES in gross electricity demand (%, normalized) (B)(C ) | 13.2749 | 14.8398 | 19.6924 | 28.2432 | 35.5363 | 38.9284 | 42.4521 | 43.3851 | 46.3749 | 50.4194 | 54.7625
Total Cost of energy per sector in billion €'13 | [11 empty] | % change per annum
EU28:Reference scenario(REF2015f) | 2000 | 2005 | 2010 | 2015 | 2020 | 2025 | 2030 | 2035 | 2040 | 2045 | 2050 | 2000-2010 | 2010-2030 | 2030-2050
TOTAL | 1055.7505 | 1282.4412 | 1467.8993 | 1513.7288 | 1807.5004 | 1950.9917 | 2072.0102 | 2177.896 | 2280.0198 | 2363.8351 | 2443.8554 | 3.3507 | 1.7384 | 0.8287
ETS sectors | 417.6724 | 482.7591 | 561.8933 | 562.2027 | 668.7226 | 730.063 | 784.0051 | 838.3791 | 883.4043 | 922.4303 | 962.4645 | 3.0106 | 1.6795 | 1.0307
Industry | 65.5223 | 71.2543 | 77.4243 | 75.3517 | 106.6921 | 126.8963 | 139.549 | 149.8875 | 159.1915 | 164.6721 | 169.4979 | 1.6831 | 2.9894 | 0.97687
Power generation | 329.4395 | 379.9894 | 445.468 | 452.2336 | 504.7331 | 535.1062 | 560.8585 | 593.0912 | 615.1722 | 636.6483 | 658.5117 | 3.0633 | 1.1584 | 0.8058
Aviation | 22.7106 | 31.5154 | 39.0009 | 34.6174 | 57.2975 | 68.0605 | 83.5976 | 95.4003 | 109.0406 | 121.11 | 134.4549 | 5.5564 | 3.8857 | 2.4045
Non ETS sectors | 638.0781 | 799.6821 | 906.006 | 951.5261 | 1138.7778 | 1220.9287 | 1288.0052 | 1339.517 | 1396.6155 | 1441.4048 | 1481.3909 | 3.568 | 1.7746 | 0.70189
% change per annum
EU28:Reference scenario(REF2015f) | 2000 | 2005 | 2010 | 2015 | 2020 | 2025 | 2030 | 2035 | 2040 | 2045 | 2050 | 2000-2010 | 2010-2030 | 2030-2050
Direct efficiency investment costs in billion €'13 | 0 | 0 | 0 | 13.2194 | 17.2899 | 4.3851 | 1.0653 | 0.46004 | 0.23753 | 0 | 0 | 0 | 0 | 0
Industry | 0 | 0 | 0 | 0 | 0 | 0 | 0 | 0 | 0 | 0 | 0 | 0 | 0 | 0
Residential | 0 | 0 | 0 | 8.9383 | 11.2029 | 2.9394 | 0.71441 | 0.30745 | 0.15853 | 0 | 0 | 0 | 0 | 0
heating and cooling
electric appliances
Tertiary | 0 | 0 | 0 | 4.281 | 6.087 | 1.4457 | 0.3509 | 0.15259 | 0.079001 | 0 | 0 | 0 | 0 | 0
Transport | 0 | 0 | 0 | 0 | 0 | 0 | 0 | 0 | 0 | 0 | 0 | 0 | 0 | 0
[12 empty] | 0 | 0 | 0
International Fuel prices (in $'13 per boe) | [11 empty] | % change per annum
EU28:Reference scenario(REF2015f) | 2000 | 2005 | 2010 | 2015 | 2020 | 2025 | 2030 | 2035 | 2040 | 2045 | 2050 | 2000-2010 | 2010-2030 | 2030-2050
Oil | 37.1414 | 63.2608 | 83.8241 | 53.97 | 87.0107 | 102.1749 | 112.5572 | 117.4165 | 124.3251 | 127.1781 | 130.1177 | 8.4803 | 1.4846 | 0.72752
Gas (NCV) | 25.9549 | 42.3 | 52.9627 | 43.4526 | 55.9736 | 62.6462 | 68.1278 | 72.7613 | 75.2149 | 76.7567 | 77.9403 | 7.3928 | 1.2669 | 0.67506
Coal | 10.2576 | 17.8371 | 22.3983 | 12.8494 | 16.5941 | 20.5121 | 24.6171 | 26.0668 | 27.1698 | 28.1522 | 28.9367 | 8.1227 | 0.4734 | 0.81161
International Fuel prices (in €'13 per boe) | [11 empty] | % change per annum
EU28:Reference scenario(REF2015f) | 2000 | 2005 | 2010 | 2015 | 2020 | 2025 | 2030 | 2035 | 2040 | 2045 | 2050 | 2000-2010 | 2010-2030 | 2030-2050
Oil | 37.5506 | 48.6351 | 62.5794 | 48.1875 | 75.0093 | 85.1457 | 93.7977 | 97.8471 | 103.6042 | 105.9817 | 108.4314 | 5.2402 | 2.0441 | 0.72752
Gas (NCV) | 26.2408 | 32.5204 | 39.5396 | 38.797 | 48.2531 | 52.2052 | 56.7731 | 60.6344 | 62.6791 | 63.9639 | 64.9503 | 4.1851 | 1.8253 | 0.67506
Coal | 10.3706 | 13.7133 | 16.7216 | 11.4727 | 14.3053 | 17.0934 | 20.5143 | 21.7223 | 22.6415 | 23.4602 | 24.1139 | 4.8932 | 1.0273 | 0.81161
Total CO2 Emissions (Mt) | [11 empty] | % change per annum
EU28:Reference scenario(REF2015f) | 2000 | 2005 | 2010 | 2015 | 2020 | 2025 | 2030 | 2035 | 2040 | 2045 | 2050 | 2000-2010 | 2010-2030 | 2030-2050
Total CO2 Emissions (Mt) | 4269.4292 | 4409.5785 | 4019.6144 | 3762.8424 | 3529.2028 | 3343.9941 | 3068.0656 | 2862.2007 | 2706.2393 | 2541.9422 | 2352.5565 | -0.60113 | -1.3416 | -1.3189
Energy related CO2 emissions | 3992.1512 | 4127.1337 | 3782.3308 | 3524.0732 | 3281.2982 | 3099.3836 | 2844.2785 | 2647.1901 | 2498.8298 | 2341.5909 | 2175.4882 | -0.53844 | -1.415 | -1.3313
Non-energy related CO2 emissions | 277.278 | 282.4448 | 237.2836 | 238.7692 | 247.9045 | 244.6105 | 223.7871 | 215.0106 | 207.4095 | 200.3513 | 177.0683 | -1.5456 | -0.29238 | -1.164
ETS excluding aviation | 0 | 2296.097 | 2008.0932 | 1844.3048 | 1712.7129 | 1588.7743 | 1380.7583 | 1214.2869 | 1082.227 | 931.7049 | 756.2692 | 0 | -1.8553 | -2.9651
Aviation | 0 | 150.1815 | 147.988 | 160.2325 | 169.8102 | 175.2354 | 173.1669 | 175.4769 | 181.4231 | 186.7643 | 193.146 | 0 | 0.78872 | 0.54745
non - ETS | 4269.4292 | 1963.3 | 1863.5332 | 1758.3051 | 1646.6797 | 1579.9844 | 1514.1404 | 1472.437 | 1442.5891 | 1423.473 | 1403.1413 | -7.9557 | -1.0328 | -0.37995
Unit cost of fuel purchasing by final consumers (€'13/toe)
EU28:Reference scenario(REF2015f) | 2000 | 2005 | 2010 | 2015 | 2020 | 2025 | 2030 | 2035 | 2040 | 2045 | 2050 | 2000-2010 | 2010-2030 | 2030-2050
All final consumers | 774.9133 | 862.3809 | 995.1648 | 997.7598 | 1149.0412 | 1206.4718 | 1263.1188 | 1313.5395 | 1345.21 | 1355.5803 | 1365.2157 | 2.5331 | 1.1993 | 0.3894
Industry | 428.4062 | 510.4257 | 620.9169 | 575.012 | 666.2879 | 731.7189 | 771.6212 | 810.235 | 840.111 | 860.323 | 876.95 | 3.781 | 1.0924 | 0.64183
Residential | 805.5148 | 927.3428 | 1059.1978 | 1202.4944 | 1376.571 | 1420.3765 | 1468.62 | 1521.7746 | 1543.6326 | 1544.5483 | 1547.8082 | 2.7757 | 1.6475 | 0.26293
Tertiary | 855.5886 | 888.5874 | 1043.4491 | 1119.1139 | 1287.8318 | 1360.3703 | 1435.0353 | 1508.2911 | 1527.9153 | 1521.1059 | 1515.8051 | 2.0048 | 1.606 | 0.27416
Transport | 1126.8669 | 1188.9046 | 1287.087 | 1196.0779 | 1407.3237 | 1456.4311 | 1518.7541 | 1547.5602 | 1584.1327 | 1597.3397 | 1610.9128 | 1.3383 | 0.83098 | 0.29499
(1) For the sectors : Households, Offices, Hospitals and Schools, Trading Sector, Agriculture and Fishery
998
999
1000

## Summary
EU28:Reference scenario(REF2015f) | [15 empty] | SUMMARY ENERGY BALANCE AND INDICATORS (A)
ktoe | 2000 | 2005 | 2010 | 2015 | 2020 | 2025 | 2030 | 2035 | 2040 | 2045 | 2050 | '00-'10 | '10-'20 | '20-'30 | '30-'40 | '40-'50
Annual % Change
Production (incl.recovery of products) | 944995.5732 | 903985.7491 | 835772.4225 | 758584.7648 | 756920.2336 | 716020.6374 | 701817.2126 | 664399.5898 | 645477.4155 | 639418.9933 | 661556.3442 | -1.2207 | -0.98609 | -0.753 | -0.83334 | 0.24635
Solids | 214595.7 | 196029.7 | 164837.2 | 148195.5646 | 135146.6629 | 121499.5834 | 101635.8999 | 81393.2651 | 65415.6598 | 49831.1071 | 61126.5288 | -2.6035 | -1.9664 | -2.8094 | -4.3107 | -0.67586
Oil | 173900.6 | 135553.2 | 100408.4 | 78528.6604 | 69728.1759 | 58085.0322 | 48210.5446 | 36781.1169 | 28797.5112 | 21092.168 | 14028.2017 | -5.3443 | -3.5807 | -3.623 | -5.0224 | -6.9396
Natural gas | 209436.4722 | 190770.5481 | 159947.7205 | 118438.4776 | 106515.2945 | 92577.4342 | 78508.1862 | 63594.2118 | 59388.8433 | 57448.4742 | 53285.4428 | -2.6597 | -3.984 | -3.0048 | -2.7524 | -1.0786
Nuclear | 243840.9 | 257516 | 236562.3 | 213042.8575 | 188974.3526 | 174738.9699 | 187231.8798 | 187747.7479 | 171123.969 | 165794.9622 | 163824.947 | -0.30258 | -2.221 | -0.092592 | -0.89556 | -0.43495
Renewable energy sources | 103221.901 | 124116.301 | 174016.8019 | 200379.2046 | 256555.7477 | 269119.6177 | 286230.7021 | 294883.248 | 320751.4322 | 345252.2818 | 369291.2238 | 5.3615 | 3.9583 | 1.1005 | 1.1452 | 1.4192
Hydro | 30702.6 | 26859.4 | 32311.6 | 31167.6707 | 32300.6517 | 32291.3359 | 32592.2051 | 33260.791 | 34005.174 | 35116.9543 | 36214.6889 | 0.5121 | -0.0033889 | 0.089898 | 0.4253 | 0.63151
Biomass & Waste | 65583.201 | 85059.701 | 119572.7019 | 132612.8949 | 163440.8777 | 164951.4702 | 168133.3855 | 169769.408 | 177889.5511 | 181498.1943 | 183700.0928 | 6.1901 | 3.1746 | 0.28346 | 0.56565 | 0.32193
Wind | 1913.4 | 6058 | 12835.7 | 23587.8957 | 39793.9073 | 45356.3269 | 52327.5288 | 53250.952 | 59501.7209 | 70647.8377 | 84279.8666 | 20.9655 | 11.9798 | 2.7759 | 1.2931 | 3.5427
Solar and others | 435.5 | 827.4 | 3775.4 | 11001.2858 | 17798.8124 | 22825.7067 | 27798.909 | 30962.7107 | 35731.4451 | 41786.4971 | 48934.2181 | 24.1073 | 16.7731 | 4.5595 | 2.5421 | 3.1944
Geothermal | 4587.2 | 5311.8 | 5521.4 | 2009.4576 | 3221.4985 | 3694.778 | 5378.6736 | 7639.3863 | 13623.5411 | 16202.7985 | 16162.3575 | 1.8709 | -5.2453 | 5.2596 | 9.7391 | 1.7235
Net Imports | 826349.4278 | 979675.8519 | 955003.7795 | 962879.98 | 939241.1564 | 936371.3398 | 913529.9957 | 918465.7831 | 921057.3923 | 916273.1347 | 900215.3181 | 1.4575 | -0.16629 | -0.27718 | 0.082095 | -0.22862
Solids | 98319.9 | 125363 | 111814.3 | 129695.0413 | 116098.6018 | 98393.83 | 83854.947 | 62250.744 | 42781.3912 | 30885.5483 | 21704.5577 | 1.2944 | 0.37671 | -3.2012 | -6.5084 | -6.5607
Oil | 532226.1 | 597490.8 | 558847.4 | 556139.9514 | 532000.8526 | 529826.4112 | 523615.0101 | 525540.036 | 528066.461 | 532090.8933 | 536464.9445 | 0.48927 | -0.4911 | -0.15876 | 0.08469 | 0.15792
- Crude oil and Feedstocks | 514685.9 | 578712.1 | 537586 | 515209.9295 | 493627.6829 | 486738.6572 | 477434.9461 | 475218.2751 | 471473.5694 | 468626.9717 | 465902.1981 | 0.43627 | -0.84944 | -0.33298 | -0.12557 | -0.1188
- Oil products | 17540.2 | 18778.7 | 21261.4 | 40930.0219 | 38373.1697 | 43087.7539 | 46180.064 | 50321.7609 | 56592.8916 | 63463.9216 | 70562.7464 | 1.9426 | 6.0825 | 1.8692 | 2.0542 | 2.2307
Natural gas | 193431.5278 | 254054.4519 | 278014.9795 | 269292.2698 | 279115.9813 | 296557.3709 | 295087.9368 | 319712.3902 | 339698.5521 | 343968.5342 | 332705.6696 | 3.6941 | 0.039532 | 0.55801 | 1.4178 | -0.20779
Electricity | 2029.5 | 1412 | 711.9 | 1761.0829 | 1501.2615 | 778.7629 | 175.1616 | 146.6135 | 22.5526 | 15.7927 | -21.216 | -9.946 | 7.7466 | -19.3326 | -18.5341 | 0
Renewable energy forms | 342.4 | 1355.6 | 5615.2 | 5991.6345 | 10524.4592 | 10814.9649 | 10796.9402 | 10815.9994 | 10488.4353 | 9312.3662 | 9361.3622 | 32.2766 | 6.4838 | 0.25593 | -0.28948 | -1.1304
Detailed Results
Gross Inland Consumption | 1726888.101 | 1824722.001 | 1760314.8019 | 1666601.2323 | 1639429.3138 | 1593746.8231 | 1554387.0578 | 1520272.8314 | 1501733.9829 | 1488372.3416 | 1491620.7148 | 0.1919 | -0.70892 | -0.53125 | -0.34402 | -0.067549
Solids | 321292.1 | 318126.6 | 282994 | 277890.6058 | 251245.2646 | 219893.4134 | 185490.8469 | 143644.0092 | 108197.051 | 80716.6554 | 82831.0865 | -1.2612 | -1.1829 | -2.9887 | -5.2478 | -2.6361
Oil | 660024.7 | 677021.3 | 612954.2 | 579805.0994 | 545752.4345 | 531014.4421 | 513150.9515 | 503555.4511 | 497323.7908 | 492323.1395 | 487684.174 | -0.73714 | -1.1545 | -0.61406 | -0.3128 | -0.19554
Natural gas | 396143.9 | 445263 | 447393.6 | 387730.7475 | 384875.7936 | 387386.6522 | 371310.5758 | 379479.7624 | 393826.7519 | 394957.1438 | 378649.1372 | 1.224 | -1.4939 | -0.35818 | 0.59046 | -0.39224
Nuclear | 243840.9 | 257516 | 236562.3 | 213042.8575 | 188974.3526 | 174738.9699 | 187231.8798 | 187747.7479 | 171123.969 | 165794.9622 | 163824.947 | -0.30258 | -2.221 | -0.092592 | -0.89556 | -0.43495
Electricity | 2029.5 | 1412 | 711.9 | 1761.0829 | 1501.2615 | 778.7629 | 175.1616 | 146.6135 | 22.5526 | 15.7927 | -21.216 | -9.946 | 7.7466 | -19.3326 | -18.5341 | 0
Renewable energy forms | 103557.001 | 125383.101 | 179698.8019 | 206370.8391 | 267080.2069 | 279934.5825 | 297027.6423 | 305699.2474 | 331239.8675 | 354564.6481 | 378652.5861 | 5.6663 | 4.0422 | 1.0684 | 1.0961 | 1.3468
as % in Gross Inland Consumption
Solids | 18.6053 | 17.4343 | 16.0763 | 16.6741 | 15.3252 | 13.7973 | 11.9334 | 9.4486 | 7.2048 | 5.4231 | 5.5531
Oil | 38.2205 | 37.1027 | 34.8207 | 34.7897 | 33.2892 | 33.3186 | 33.0131 | 33.1227 | 33.1166 | 33.078 | 32.6949
Natural gas | 22.9398 | 24.4017 | 25.4155 | 23.2648 | 23.4762 | 24.3067 | 23.8879 | 24.9613 | 26.2248 | 26.5362 | 25.3851
Nuclear | 14.1202 | 14.1126 | 13.4386 | 12.7831 | 11.5268 | 10.964 | 12.0454 | 12.3496 | 11.3951 | 11.1393 | 10.983
Renewable energy forms | 5.9967 | 6.8714 | 10.2083 | 12.3827 | 16.291 | 17.5646 | 19.109 | 20.1082 | 22.0572 | 23.8223 | 25.3853
Gross Electricity Generation in GWhe | 3005372.093 | 3289531.3953 | 3333158.1395 | 3251309.2485 | 3357685.4124 | 3430636.806 | 3527528.2989 | 3632768.0964 | 3759812.3434 | 3900096.2458 | 4063736.9292 | 1.0406 | 0.073343 | 0.49468 | 0.63975 | 0.78037
Nuclear | 944823.2558 | 997517.4419 | 916444.186 | 867402.1621 | 772986.0131 | 717745.8935 | 777743.0879 | 789909.4302 | 734052.8563 | 732443.294 | 736531.7563 | -0.3045 | -1.688 | 0.061372 | -0.57648 | 0.033719
Hydro & wind | 379124.4186 | 384519.7674 | 548273.2558 | 740961.5076 | 994007.8639 | 1096978.1084 | 1221819.2509 | 1265759.5946 | 1386018.502 | 1590185.5026 | 1836866.3321 | 3.758 | 6.1303 | 2.0849 | 1.2689 | 2.8563
Thermal (incl. biomass) | 1681424.4186 | 1907494.186 | 1868440.6977 | 1642945.5787 | 1590691.5354 | 1615912.8041 | 1527965.96 | 1577099.0716 | 1639740.9851 | 1577467.4493 | 1490338.8408 | 1.0602 | -1.5965 | -0.40151 | 0.70851 | -0.9508
Fuel Inputs for Thermal Power Generation | 388346.1113 | 430898.521 | 416476.6486 | 351894.4808 | 338506.479 | 336440.4904 | 311420.0592 | 298373.617 | 292514.1576 | 269130.2966 | 257872.9483 | 0.70179 | -2.0515 | -0.83054 | -0.62434 | -1.2525
Solids | 223607.56 | 229335.35 | 197693.7 | 200223.3855 | 177078.6359 | 151231.3067 | 128799.7625 | 98446.968 | 73185.0548 | 50653.0375 | 55101.6508 | -1.2242 | -1.0952 | -3.1332 | -5.4959 | -2.7982
Oil (including refinery gas) | 40868.2499 | 32484.8974 | 20566.3 | 7340.1383 | 5019.3113 | 5161.3855 | 4853.6741 | 3615.3071 | 3442.8001 | 3008.3647 | 1202.4711 | -6.6365 | -13.1542 | -0.33501 | -3.3762 | -9.9847
Gas | 105105.4014 | 137667.0726 | 151968.3486 | 100069.1575 | 98665.3347 | 115544.9714 | 109048.7112 | 122997.2779 | 136215.0366 | 135488.4198 | 119532.1959 | 3.7559 | -4.2274 | 1.0056 | 2.2493 | -1.298
Biomass & Waste | 14650.5 | 26766.201 | 41420.4 | 43077.3607 | 55811.5971 | 62571.2268 | 66786.3114 | 71382.464 | 77739.6662 | 78445.5186 | 80501.6746 | 10.9523 | 3.027 | 1.8114 | 1.5303 | 0.34973
Geothermal heat | 4114.4 | 4645 | 4827.9 | 1184.4388 | 1931.6 | 1931.6 | 1931.6 | 1931.6 | 1931.6 | 1534.9559 | 1534.9559 | 1.612 | -8.7536 | 0 | 0 | -2.2723
Hydrogen - Methanol | 0 | 0 | 0 | 0 | 0 | 0 | 0 | 0 | 0 | 0 | 0 | 0 | 0 | 0 | 0 | 0
Fuel Input in other transformation proc. | 1067893.4894 | 1101206.8773 | 997999.3827 | 908897.2683 | 860655.1367 | 827287.1998 | 812542.2158 | 794961.8901 | 766463.5292 | 751827.4317 | 739877.0195 | -0.67462 | -1.4697 | -0.57361 | -0.58211 | -0.35241
Refineries | 735105.6996 | 756041.6 | 667606.348 | 609583.6883 | 583466.3623 | 567622.654 | 549181.1244 | 535960.996 | 524774.4743 | 514629.2422 | 505705.7144 | -0.95853 | -1.3381 | -0.60376 | -0.45357 | -0.36945
Biofuels and hydrogen production | 709 | 3279.3 | 13086.1 | 16148.8192 | 20833.1999 | 20399.0002 | 20356.8138 | 20772.5256 | 21626.751 | 23063.8391 | 24181.3635 | 33.8494 | 4.7598 | -0.23105 | 0.60699 | 1.1228
District heating | 15899.4986 | 17445.1274 | 19101.1004 | 16260.688 | 16359.5324 | 15945.4904 | 16331.6177 | 17862.0669 | 22655.8418 | 25010.4279 | 24413.1949 | 1.8515 | -1.5374 | -0.017076 | 3.3273 | 0.74986
Others | 316179.2911 | 324440.8499 | 298205.8342 | 266904.0728 | 239996.0421 | 223320.0552 | 226672.6598 | 220366.3015 | 197406.4621 | 189123.9224 | 185576.7467 | -0.58355 | -2.1482 | -0.56953 | -1.3729 | -0.61606
Energy Branch Consumption | 86261.3776 | 91922.3 | 86455.2 | 81623.5978 | 75821.0153 | 70778.1606 | 66909.3928 | 64147.1392 | 61392.1843 | 59425.4749 | 60637.0955 | 0.022447 | -1.3039 | -1.2426 | -0.85688 | -0.12368
Non-Energy Uses | 113106.1 | 116080.2 | 110230 | 106709.3536 | 112515.3473 | 115801.5066 | 118318.0238 | 120534.4124 | 123089.0617 | 123503.7702 | 124158.3646 | -0.25724 | 0.20542 | 0.50413 | 0.3961 | 0.086535
Final Energy Demand | 1129426.7014 | 1186369.6403 | 1155878.5529 | 1133457.2735 | 1133797.4372 | 1106322.149 | 1081367.5312 | 1065406.7489 | 1067768.6601 | 1077082.6983 | 1085865.0599 | 0.23177 | -0.1927 | -0.47234 | -0.12647 | 0.1682
by sector
Industry | 330627.3385 | 327575.7403 | 283437.4509 | 284538.9996 | 295323.0302 | 283440.8445 | 269764.7624 | 254647.8304 | 249034.55 | 249928.5912 | 251838.886 | -1.5282 | 0.41163 | -0.90111 | -0.7964 | 0.11204
- energy intensive industries | 215899.4559 | 215114.728 | 182720.971 | 182407.9176 | 188942.3033 | 178705.0858 | 166614.4135 | 153613.6947 | 146961.2499 | 144792.5255 | 143582.9323 | -1.6547 | 0.33538 | -1.2497 | -1.2473 | -0.23229
- other industrial sectors | 114727.8826 | 112461.0123 | 100716.4799 | 102131.0819 | 106380.727 | 104735.7587 | 103150.3489 | 101034.1357 | 102073.3001 | 105136.0657 | 108255.9537 | -1.2941 | 0.54865 | -0.30789 | -0.10491 | 0.5898
Residential | 288564.4958 | 307594.4207 | 313829.2318 | 299747.4948 | 298154.8652 | 292956.3977 | 288051.1543 | 286692.5546 | 287594.0677 | 289786.1132 | 291562.0283 | 0.84284 | -0.51105 | -0.34416 | -0.01588 | 0.13712
Tertiary | 166677.2876 | 183368.41 | 196770.163 | 188332.5591 | 186486.5254 | 182048.1685 | 179074.9562 | 177598.7023 | 180628.8612 | 182925.0989 | 184234.3028 | 1.6736 | -0.53534 | -0.40472 | 0.086437 | 0.19783
Transport | 343557.5796 | 367831.0693 | 361841.7072 | 360838.22 | 353833.0164 | 347876.7383 | 344476.6584 | 346467.6616 | 350511.1813 | 354442.895 | 358229.8428 | 0.51987 | -0.22357 | -0.26763 | 0.17381 | 0.21806
by fuel
Solids | 61976.6 | 53987.6 | 50511.6 | 47693.9758 | 45711.2871 | 42313.4904 | 34285.4336 | 25558.0597 | 18468.6145 | 15207.7771 | 13391.8553 | -2.0248 | -0.99361 | -2.8353 | -5.999 | -3.1632
Oil | 487065.4185 | 502509.2403 | 455206.6 | 437597.8291 | 405293.3768 | 390260.2676 | 373317.981 | 365300.0608 | 358888.8633 | 355261.3018 | 352635.1878 | -0.67419 | -1.1547 | -0.81844 | -0.3934 | -0.17563
Gas | 267588.3 | 281191.1 | 273365.9509 | 265878.6299 | 264622.7383 | 251207.8061 | 241000.4957 | 233979.85 | 234094.6415 | 235977.6066 | 236648.9479 | 0.21385 | -0.32453 | -0.9307 | -0.29031 | 0.10858
Electricity | 217643.7 | 239548.1 | 244471 | 241009.8555 | 250682.135 | 257237.4987 | 265171.7776 | 274371.8822 | 285234.9897 | 296767.3263 | 307339.9387 | 1.1692 | 0.25121 | 0.5635 | 0.73202 | 0.7492
Heat (from CHP and District Heating) (A) | 46043.7819 | 52425.2 | 52875.1 | 49061.9726 | 50934.9052 | 52356.6713 | 54346.1224 | 54510.0205 | 56136.0464 | 56252.9527 | 56700.2506 | 1.393 | -0.37314 | 0.65035 | 0.32457 | 0.10005
Other | 49108.901 | 56708.4 | 79448.3019 | 92215.0107 | 116552.9948 | 112946.4148 | 113245.7209 | 111686.8757 | 114945.5047 | 117615.7338 | 119148.8796 | 4.9283 | 3.9068 | -0.28745 | 0.14909 | 0.3598
CO2 Emissions (Mt of CO2 - sec approach) | 3992.1512 | 4127.1337 | 3782.3308 | 3524.0732 | 3281.2982 | 3099.3836 | 2844.2785 | 2647.1901 | 2498.8298 | 2341.5909 | 2175.4882 | -0.53844 | -1.411 | -1.4191 | -1.2865 | -1.3761
Power generation/District heating | 1406.334 | 1486.781 | 1343.9897 | 1177.9303 | 1058.6869 | 994.3332 | 865.4424 | 758.5432 | 670.9756 | 541.3614 | 393.3841 | -0.45241 | -2.3579 | -1.9953 | -2.513 | -5.1994
Energy Branch | 167.2544 | 170.7152 | 155.2205 | 148.5597 | 132.6602 | 121.6895 | 112.0922 | 104.7845 | 98.6755 | 93.9697 | 91.2874 | -0.74392 | -1.5583 | -1.6706 | -1.2668 | -0.77522
Industry | 690.9906 | 634.052 | 511.7814 | 505.59 | 501.5057 | 441.8762 | 375.8289 | 316.4211 | 275.6007 | 260.9199 | 252.7468 | -2.9577 | -0.20262 | -2.8436 | -3.0542 | -0.86192
Residential | 468.0246 | 484.1642 | 466.8534 | 422.7485 | 383.9937 | 376.7026 | 360.7734 | 350.9589 | 338.6923 | 332.5514 | 326.168 | -0.025053 | -1.9349 | -0.62182 | -0.62959 | -0.37609
Tertiary | 257.8797 | 271.6003 | 267.9146 | 245.8362 | 220.7102 | 201.7026 | 183.2371 | 169.9932 | 163.9834 | 159.7935 | 155.4491 | 0.38248 | -1.9195 | -1.8435 | -1.104 | -0.53304
Transport | 1001.6678 | 1079.8211 | 1036.5713 | 1023.4085 | 983.7415 | 963.0795 | 946.9045 | 946.4892 | 950.9023 | 952.995 | 956.4529 | 0.34311 | -0.52174 | -0.38092 | 0.04214 | 0.05822
CO2 Emissions Index (1990=100) | 95.9655 | 99.2103 | 90.9217 | 84.7136 | 78.8776 | 74.5047 | 68.3723 | 63.6346 | 60.0682 | 56.2884 | 52.2956 | -0.53844 | -1.411 | -1.4191 | -1.2865 | -1.3761
|  |  |  | 0 | 0 | 0 | 0 | 0 | 0 | 0 | 0 |  |  | 0 | 0 | 0
Source: PRIMES
Gross final energy consumption in heating and cooling, electricity, transport and overall (in Ktoe)
| 2000 | 2005 | 2010 | 2015 | 2020 | 2025 | 2030 | 2035 | 2040 | 2045 | 2050 | '00-'10 | '10-'20 | '20-'30 | '30-'40 | '40-'50
1. heating and cooling (1) | 578624.4614 | 589407.0229 | 560062.4587 | 541947.2563 | 540490.9802 | 513144.2328 | 485054.5149 | 459056.8781 | 447754.656 | 442840.4357 | 438365.669 | -0.32552 | -0.35507 | -1.0763 | -0.79697 | -0.2117
2. electricity (2) | 260085.5 | 284066.3 | 287083.3 | 280384.4319 | 289231.7803 | 294750.656 | 302436.8529 | 311384.5599 | 322160.7375 | 334140.9708 | 347950.7517 | 0.99251 | 0.074587 | 0.44744 | 0.63378 | 0.77308
3. transport as in Article 3(4)a (3) | 293879.5533 | 309810.8986 | 304587.6951 | 298623.3888 | 286834.8047 | 278203.2384 | 274252.5443 | 274051.0635 | 274553.4411 | 274663.9901 | 275075.8724 | 0.35853 | -0.59873 | -0.44757 | 0.010966 | 0.019012
4. Gross final energy consumption (4) | 1166650.141 | 1227251.3534 | 1199102.6948 | 1180668.927 | 1181944.1552 | 1156097.5127 | 1133090.9511 | 1120302.1753 | 1124330.0357 | 1134865.6377 | 1146541.1158 | 0.27475 | -0.14402 | -0.42122 | -0.077589 | 0.19581
The following calculation is needed only if final energy consumption for aviation is expected to be higher than 6,18% (4,12% for Malta and Cyprus):
Final consumption in aviation | 44875.6 | 49960.4 | 49229.7 | 53302.9728 | 56489.091 | 58293.8262 | 57605.7278 | 58516.117 | 60691.9439 | 63133.5965 | 65483.3183 | 0.93033 | 1.385 | 0.19594 | 0.52325 | 0.76274
Reduction for aviation limit (5) Article 5(6) | -2122.7003 | -4334.9955 | -3234.0766 | -5288.2029 | -6832.3917 | -7799.8838 | -7699.6459 | -8391.4724 | -9196.606 | -10041.9324 | -11051.1955
Total consumption after reduction for aviation limit | 1164527.4407 | 1222916.3579 | 1195868.6183 | 1175380.7241 | 1175111.7635 | 1148297.6289 | 1125391.3052 | 1111910.7029 | 1115133.4297 | 1124823.7053 | 1135489.9203 | 0.26593 | -0.17494 | -0.43139 | -0.091525 | 0.18107
(1) Final energy consumption of all energy commodities in industry, households, services and agriculture, forestry and fishery except electricity, plus the consumption of heat for own use at electricity and heat plants and heat losses in networks.
(2) The gross electricity consumption is national gross electricity production, including autoproduction, plus imports, minus exports.
(3) Transport consumption as defined in Article 3(4)(a) of Directive 2009/28/EC. Renewable electricity in road transport for this figure has been multiplied by a factor of 2.5, as indicated by Article 3(4)(c) of Directive 2009/28/EC.
(4) As defined in Article (2)(f) of Directive 2009/28/EC. This comprises final energy consumption plus network losses and own use of heat and electricity at electricity and heating plants (NB: this does not include consumption of electricity for pumped hydro storage or for transformation in electrical boilers or heat pumps at district heating plants).
(5) According to Article 5(6) consumption for aviation has to be considered only up to 6,18 % (Community average), for Cyprus and Malta up to 4,12 % of gross final energy consumption .
Calculation table for the renewable energy contribution of each sector to final energy consumption (in Ktoe)
| 2000 | 2005 | 2010 | 2015 | 2020 | 2025 | 2030 | 2035 | 2040 | 2045 | 2050 | '00-'10 | '10-'20 | '20-'30 | '30-'40 | '40-'50
(A) Gross final consumption of RES for heating and cooling | 51880.601 | 60889.1612 | 79073.0309 | 95903.1037 | 122769.723 | 121748.709 | 123823.5519 | 125629.1969 | 132385.1214 | 137906.6114 | 141074.9532 | 4.3043 | 4.4976 | 0.085508 | 0.67082 | 0.63779
(B) Gross final consumption of electricity from RES | 34526.0616 | 42154.8106 | 56533.4917 | 79189.5897 | 102782.3844 | 114741.7172 | 128390.8307 | 135094.5583 | 149401.8213 | 168471.7914 | 190546.5756 | 5.0548 | 6.1601 | 2.2496 | 1.5271 | 2.4624
(C) Final consumption of energy from RES in transport | 2615.1255 | 5227.6461 | 15702.0529 | 20634.8145 | 32174.5643 | 34829.1778 | 38759.6826 | 41931.6275 | 46102.3154 | 52269.9714 | 58148.4477 | 19.6317 | 7.4374 | 1.8795 | 1.75 | 2.3485
(D) Total RES consumption (1) | 87115.5918 | 106252.1106 | 148723.9664 | 189222.748 | 246736.4193 | 257351.2605 | 272956.5245 | 281637.9623 | 302854.8261 | 328257.0319 | 353839.5642 | 5.4942 | 5.1926 | 1.015 | 1.0448 | 1.5681
(1) According to Article 5(1) of Directive 2009/28/EC gas, electricity and hydrogen from renewable energy sources shall only be considered once. No double counting is allowed.
Estimated trajectory of energy from renewable sources in heating and cooling, electricity, transport and overall (in %)
| 2000 | 2005 | 2010 | 2015 | 2020 | 2025 | 2030 | 2035 | 2040 | 2045 | 2050
RES-H&C (1) | 8.9662 | 10.2915 | 13.981 | 17.3724 | 22.2311 | 23.0732 | 24.6642 | 26.1885 | 28.1209 | 29.5181 | 30.4468
RES-E (2) (C) | 13.2749 | 14.8398 | 19.6924 | 28.2432 | 35.5363 | 38.9284 | 42.4521 | 43.3851 | 46.3749 | 50.4194 | 54.7625
RES-T (3) | 0.88986 | 1.6874 | 5.1552 | 6.91 | 11.2171 | 12.5193 | 14.1328 | 15.3007 | 16.7917 | 19.0305 | 21.1391
Overall RES share ( 4) (C ) | 7.4808 | 8.6884 | 12.4365 | 16.0988 | 20.9968 | 22.4115 | 24.2544 | 25.3292 | 27.1586 | 29.183 | 31.1618
(1) Share of renewable energy in heating and cooling: gross final consumption of energy from renewable sources for heating and cooling (as defined in Articles 5(1)b) and 5(4) of Directive 2009/28/EC) divided by gross final consumption of energy for heating and cooling.
(2) Share of renewable energy in electricity: gross final consumption of electricity from renewable sources for electricity (as defined in Articles 5(1)(a) and 5(3) of Directive 2009/28/EC) divided by total gross final consumption of electricity.
(3) Share of renewable energy in transport: final energy from renewable sources consumed in transport (cf. Article 5(1)(c) and 5(5) of Directive 2009/28/EC) divided by the consumption in transport of 1) petrol; 2) diesel; 3) biofuels used in road and rail transport and 4) electricity in transport.
(4) Share of renewable energy in gross final energy consumption.

## indicator
EU28:Reference scenario(REF2015f) | [15 empty] | SUMMARY ENERGY BALANCE AND INDICATORS (B)
| 2000 | 2005 | 2010 | 2015 | 2020 | 2025 | 2030 | 2035 | 2040 | 2045 | 2050 | '00-'10 | '10-'20 | '20-'30 | '30-'40 | '40-'50
Annual % Change
Main Energy System Indicators
Population (Million) | 483.7393 | 491.7333 | 500.1709 | 505.4729 | 510.0319 | 513.2336 | 515.8606 | 518.4207 | 520.7269 | 522.2091 | 522.397 | 0.3346 | 0.19542 | 0.1137 | 0.093935 | 0.032026
GDP (in 000 MEuro'13) | 11230.9408 | 12351.0908 | 12894.9593 | 13426.713 | 14549.9112 | 15584.5759 | 16682.3214 | 17977.4489 | 19431.1303 | 20923.7862 | 22526.0456 | 1.3912 | 1.2148 | 1.377 | 1.537 | 1.4889
Gross Inl. Cons./GDP (toe/MEuro'13) | 153.7617 | 147.7377 | 136.5119 | 124.1258 | 112.6762 | 102.2644 | 93.1757 | 84.5655 | 77.285 | 71.133 | 66.2176 | -1.1829 | -1.9006 | -1.8824 | -1.8525 | -1.5336
Gross Inl. Cons./Capita (toe/inhabitant) | 3.5699 | 3.7108 | 3.5194 | 3.2971 | 3.2144 | 3.1053 | 3.0132 | 2.9325 | 2.8839 | 2.8501 | 2.8553 | -0.14222 | -0.90258 | -0.64422 | -0.43754 | -0.099543
Electricity Generated/Capita (kWh gross/inhabitant) | 6212.7935 | 6689.6653 | 6664.0379 | 6432.2133 | 6583.285 | 6684.3577 | 6838.142 | 7007.3746 | 7220.315 | 7468.4565 | 7779.02 | 0.70361 | -0.12184 | 0.38054 | 0.54531 | 0.7481
Carbon intensity (t of CO2/toe of GIC) | 2.3118 | 2.2618 | 2.1487 | 2.1145 | 2.0015 | 1.9447 | 1.8298 | 1.7413 | 1.664 | 1.5733 | 1.4585 | -0.72894 | -0.70706 | -0.89262 | -0.94576 | -1.3095
CO2 Emissions/Capita (t of CO2/inhabitant) | 8.2527 | 8.393 | 7.5621 | 6.9718 | 6.4335 | 6.0389 | 5.5137 | 5.1063 | 4.7987 | 4.484 | 4.1644 | -0.87013 | -1.6033 | -1.5311 | -1.3792 | -1.4077
CO2 Emissions to GDP (t of CO2/MEuro'13) | 355.4601 | 334.1514 | 293.3186 | 262.4673 | 225.5202 | 198.8751 | 170.4966 | 147.2506 | 128.5993 | 111.9105 | 96.5766 | -1.9032 | -2.5943 | -2.7582 | -2.7807 | -2.823
Import Dependency % | 46.7053 | 52.2502 | 52.7753 | 55.9338 | 55.3745 | 56.6676 | 56.5532 | 58.0255 | 58.7958 | 58.8981 | 57.6406
Energy intensity indicators (2000=100)
Industry (Energy on Value added) | 100 | 92.9474 | 79.9408 | 77.4872 | 75.1847 | 68.3424 | 61.7269 | 55.3081 | 51.272 | 48.9065 | 46.7864 | -2.214 | -0.61151 | -1.953 | -1.8386 | -0.91135
Residential (Energy on Private Income) | 100 | 96.5121 | 94.2021 | 86.5777 | 79.2256 | 72.1862 | 65.8474 | 60.3923 | 55.6611 | 51.7299 | 48.0202 | -0.59549 | -1.7165 | -1.8326 | -1.6665 | -1.4657
Tertiary (Energy on Value added) | 100 | 99.1161 | 99.7969 | 91.0003 | 82.7661 | 75.0371 | 68.5981 | 62.7189 | 58.6248 | 54.7812 | 50.9447 | -0.020332 | -1.8538 | -1.86 | -1.5588 | -1.3944
Transport (Energy on GDP) | 100 | 97.3553 | 91.7308 | 87.8536 | 79.4977 | 72.9704 | 67.5025 | 63.0016 | 58.9685 | 55.3761 | 51.9868 | -0.8594 | -1.4211 | -1.6223 | -1.3425 | -1.2522
Carbon Intensity indicators
Electricity and Steam production (t of CO2/MWh) | 0.38837 | 0.37204 | 0.33123 | 0.30039 | 0.26159 | 0.24048 | 0.20337 | 0.17378 | 0.14868 | 0.11641 | 0.081692 | -1.5788 | -2.3328 | -2.4859 | -3.0839 | -5.8127
Final energy demand (t of CO2/toe) | 2.1414 | 2.0817 | 1.9752 | 1.9388 | 1.8433 | 1.7928 | 1.7263 | 1.6743 | 1.6194 | 1.5841 | 1.5571 | -0.80455 | -0.68876 | -0.65384 | -0.6369 | -0.39164
Industry | 2.0899 | 1.9356 | 1.8056 | 1.7769 | 1.6982 | 1.559 | 1.3932 | 1.2426 | 1.1067 | 1.044 | 1.0036 | -1.4516 | -0.61173 | -1.9601 | -2.2759 | -0.97287
Residential | 1.6219 | 1.574 | 1.4876 | 1.4103 | 1.2879 | 1.2859 | 1.2525 | 1.2242 | 1.1777 | 1.1476 | 1.1187 | -0.86064 | -1.4312 | -0.27862 | -0.61381 | -0.51251
Tertiary | 1.5472 | 1.4812 | 1.3616 | 1.3053 | 1.1835 | 1.108 | 1.0232 | 0.95718 | 0.90785 | 0.87355 | 0.84376 | -1.2699 | -1.3916 | -1.4446 | -1.1894 | -0.72943
Transport | 2.9156 | 2.9356 | 2.8647 | 2.8362 | 2.7802 | 2.7685 | 2.7488 | 2.7318 | 2.7129 | 2.6887 | 2.6699 | -0.17585 | -0.29884 | -0.1136 | -0.13145 | -0.15949
Electricity and steam generation
Net Generation Capacity in MWe | 683506.9538 | 739589.0325 | 858627.5794 | 965588.3431 | 1029679.6243 | 1024954.041 | 1059229.7055 | 1048525.6722 | 1088931.3136 | 1172706.5336 | 1283314.5423 | 2.3072 | 1.8333 | 0.28334 | 0.27693 | 1.6561
Nuclear energy | 139594.88 | 136829.12 | 132606.08 | 120797.92 | 114203.76 | 105050.96 | 109904.84 | 108611.88 | 97242.78 | 94984.88 | 92823.92 | -0.5123 | -1.4829 | -0.38296 | -1.2166 | -0.46398
Renewable energy | 128990.043 | 162194.498 | 238637.5893 | 366737.7014 | 475176.9913 | 518762.6506 | 570571.6444 | 584957.6479 | 628282.1108 | 707603.1197 | 807312.6656 | 6.3453 | 7.1301 | 1.8464 | 0.96816 | 2.5389
Hydro (pumping excluded) | 115841 | 119177 | 122922 | 127469.9631 | 131473.4123 | 132043.1526 | 133189.8012 | 134768.762 | 136576.1318 | 139464.6399 | 142001.4637 | 0.59508 | 0.67481 | 0.12979 | 0.25139 | 0.39031
Wind | 12730 | 40485 | 85700.9993 | 141580.3788 | 207218.5515 | 228220.9826 | 255388.423 | 257339.0857 | 279259.3834 | 317880.5071 | 367622.2307 | 21.0085 | 9.2306 | 2.1121 | 0.89756 | 2.7873
Solar | 178.043 | 2292.498 | 29773.59 | 97443.3596 | 135999.3334 | 157808.4012 | 180955.8427 | 191284.5915 | 210125.9989 | 247395.1027 | 294710.4008 | 66.8517 | 16.4047 | 2.8972 | 1.5058 | 3.4407
Other renewables (tidal etc.) | 241 | 240 | 241 | 244 | 485.6941 | 690.1143 | 1037.5775 | 1565.2087 | 2320.5967 | 2862.87 | 2978.5703 | 0 | 7.2592 | 7.8862 | 8.3822 | 2.5276
Thermal power | 414922.0308 | 440565.4145 | 487383.9101 | 478052.7217 | 440298.873 | 401140.4304 | 378753.2211 | 354956.1443 | 363406.4228 | 370118.5339 | 383177.9567 | 1.6226 | -1.0108 | -1.4944 | -0.41278 | 0.53118
of which cogeneration units | 92438.7559 | 107819.2064 | 107429.5904 | 111880.1198 | 83892.9831 | 94199.0429 | 96796.783 | 94584.8576 | 97248.661 | 102765.5896 | 102071.1266 | 1.5142 | -2.4426 | 1.441 | 0.046585 | 0.48516
of which CCS units | 0 | 0 | 0 | 0 | 833 | 1083 | 1083 | 1083 | 1083 | 4123 | 19253 | 0 | 0 | 2.6593 | 0 | 33.3482
Solids fired | 194524.9938 | 185353.4108 | 180110.2842 | 176558.6411 | 146098.3917 | 117592.3543 | 100873.5439 | 76157.2341 | 56565.3337 | 46516.4223 | 51929.9213 | -0.76696 | -2.0711 | -3.6364 | -5.6206 | -0.85137
Gas fired | 123821.3527 | 163333.1183 | 215484.7791 | 219628.0925 | 210322.0152 | 209733.9955 | 208392.4392 | 215198.4446 | 243743.6809 | 259485.6551 | 269456.5673 | 5.6969 | -0.24221 | -0.092125 | 1.5793 | 1.0079
Oil fired | 83315.0341 | 74581.9311 | 69295.2186 | 53084.6178 | 31168.1011 | 20531.5645 | 15215.448 | 9746.4467 | 6398.8389 | 4870.3755 | 3537.725 | -1.8257 | -7.679 | -6.9198 | -8.2974 | -5.7541
Biomass-waste fired | 12656.6503 | 16609.7503 | 21719.0643 | 27908.3743 | 51667.6184 | 52239.7696 | 53229.0434 | 52811.2724 | 55655.8266 | 58284.5383 | 57304.2004 | 5.5485 | 9.053 | 0.29817 | 0.44682 | 0.2923
Hydrogen plants | 0 | 0.20396 | 12.564 | 12.996 | 12.996 | 12.996 | 12.996 | 12.996 | 12.992 | 12.792 | 0.792 | 0 | 0.33863 | 0 | -0.0030475 | -24.4029
Geothermal heat | 604 | 687 | 762 | 860 | 1029.7506 | 1029.7506 | 1029.7506 | 1029.7506 | 1029.7506 | 948.7506 | 948.7506 | 2.3509 | 3.0571 | 0 | 0 | -0.81591
Load factor for net electric capacities (%) | 47.4991 | 48.1408 | 42.1248 | 36.5307 | 35.5314 | 36.6172 | 36.5441 | 38.1375 | 38.1568 | 36.8287 | 34.8957
Indicators for gross electricity production
Efficiency for thermal electricity production (%) | 37.2355 | 38.0703 | 38.5822 | 40.1522 | 40.4127 | 41.3055 | 42.1954 | 45.4566 | 48.2089 | 50.4076 | 49.7024
CHP indicator (% of electricity from CHP) | 11.3448 | 12.5193 | 12.5995 | 12.199 | 10.2154 | 11.2841 | 11.8043 | 12.6477 | 12.7653 | 13.3788 | 13.1108
CCS indicator (% of electricity from CCS) | 0 | 0 | 0 | 0 | 0.15421 | 0.22449 | 0.24271 | 0.23266 | 0.22197 | 0.99424 | 4.8138
Non fossil fuels in electricity generation (%) | 45.7863 | 44.854 | 48.5132 | 55.4789 | 59.1952 | 60.3943 | 64.9326 | 65.5286 | 66.2552 | 69.5144 | 73.1298
- nuclear | 31.4416 | 30.3253 | 27.5029 | 26.6785 | 23.0214 | 20.9217 | 22.0478 | 21.744 | 19.5237 | 18.7801 | 18.1245
- renewable energy forms and industrial waste | 14.3447 | 14.5287 | 21.0103 | 28.8004 | 36.1739 | 39.4727 | 42.8848 | 43.7846 | 46.7315 | 50.7343 | 55.0053
Indicators for renewables (excluding industrial waste) (%) (B)
RES in gross final energy demand (%) | 7.4808 | 8.6884 | 12.4365 | 16.0988 | 20.9968 | 22.4115 | 24.2544 | 25.3292 | 27.1586 | 29.183 | 31.1618
RES in transport (%) | 0.88986 | 1.6874 | 5.1544 | 6.91 | 11.2171 | 12.5193 | 14.1328 | 15.3007 | 16.7917 | 19.0305 | 21.1391
Transport sector
Passenger transport activity (Gpkm) | 5964.4957 | 6295.0308 | 6449.2606 | 6734.8643 | 7152.4189 | 7509.3597 | 7879.6972 | 8201.2137 | 8507.1637 | 8796.4804 | 9053.1673 | 0.78447 | 1.0402 | 0.97309 | 0.76913 | 0.624
Public road transport | 548.7945 | 540.5132 | 527.5414 | 545.923 | 570.4593 | 587.1611 | 604.0283 | 621.668 | 636.093 | 652.5299 | 666.7939 | -0.39419 | 0.78521 | 0.57343 | 0.51858 | 0.47248
Private cars and motorcycles | 4466.0984 | 4720.6429 | 4842.7851 | 5000.8667 | 5255.2998 | 5457.2715 | 5676.4612 | 5848.5068 | 6002.7103 | 6156.1084 | 6279.2327 | 0.81304 | 0.82082 | 0.77389 | 0.5604 | 0.45138
Rail | 450.3486 | 463.7624 | 498.9794 | 539.937 | 590.8015 | 644.4912 | 692.7388 | 739.2248 | 788.0942 | 833.1748 | 878.2469 | 1.0307 | 1.7035 | 1.6045 | 1.298 | 1.089
Aviation | 457.5542 | 528.3957 | 539.4784 | 607.7237 | 693.1194 | 776.0693 | 860.4162 | 944.0287 | 1030.8388 | 1103.9312 | 1176.9814 | 1.6607 | 2.5377 | 2.1857 | 1.8235 | 1.3346
Inland navigation | 41.7 | 41.7166 | 40.4762 | 40.4141 | 42.7389 | 44.3666 | 46.0527 | 47.7854 | 49.4275 | 50.7361 | 51.9124 | -0.29743 | 0.54544 | 0.74957 | 0.7097 | 0.49171
Travel per person (km per capita) | 12329.9807 | 12801.7167 | 12894.1127 | 13323.8891 | 14023.4734 | 14631.4661 | 15274.8565 | 15819.6107 | 16337.0923 | 16844.7462 | 17330.0515 | 0.44837 | 0.84315 | 0.85842 | 0.67457 | 0.59178
Freight transport activity (Gtkm) | 2294.5397 | 2612.3538 | 2556.4141 | 2703.8361 | 2980.8138 | 3220.262 | 3457.4634 | 3631.0258 | 3802.0017 | 3937.3142 | 4050.6183 | 1.0866 | 1.5478 | 1.4944 | 0.95445 | 0.63543
Trucks | 1588.9601 | 1853.1726 | 1808.8102 | 1914.9713 | 2109.4994 | 2276.6338 | 2445.6267 | 2563.5692 | 2672.0509 | 2762.904 | 2834.5294 | 1.3043 | 1.5497 | 1.4895 | 0.88938 | 0.59204
Rail | 405.4638 | 416.0242 | 393.829 | 427.5189 | 482.1557 | 533.0497 | 580.3274 | 618.9 | 662.4543 | 694.6737 | 723.6142 | -0.29072 | 2.0441 | 1.8705 | 1.3324 | 0.88698
Inland navigation | 300.1159 | 343.157 | 353.7749 | 361.3459 | 389.1587 | 410.5785 | 431.5093 | 448.5566 | 467.4964 | 479.7365 | 492.4748 | 1.6585 | 0.95782 | 1.0384 | 0.80424 | 0.52187
Freight activity per unit of GDP (tkm/000 Euro'13) | 204.3052 | 211.5079 | 198.2491 | 201.3774 | 204.8682 | 206.6314 | 207.2531 | 201.9767 | 195.6655 | 188.1741 | 179.8193 | -0.30045 | 0.32896 | 0.11581 | -0.57369 | -0.84098
Energy demand in transport (ktoe) | 341524.6923 | 364525.5781 | 359401.6397 | 358062.3394 | 350944.8886 | 344898.0919 | 341462.5777 | 343371.7373 | 347353.5139 | 351232.8505 | 355024.6325 | 0.51151 | -0.23783 | -0.27354 | 0.1712 | 0.21868
Public road transport | 8774.8074 | 8725.4983 | 8834.1572 | 9040.1782 | 9280.7704 | 9297.709 | 9280.6163 | 9360.653 | 9430.9018 | 9541.9328 | 9649.4604 | 0.067432 | 0.49441 | -0.00016597 | 0.16077 | 0.22937
Private cars and motorcycles | 206270.2115 | 212102.0565 | 211618.3701 | 204765.4256 | 190035.3164 | 179668.1551 | 174379.5185 | 172933.084 | 172583.5921 | 172412.8238 | 172418.9545 | 0.2563 | -1.07 | -0.85607 | -0.10347 | -0.0095437
Trucks | 67279.4975 | 79272.7249 | 76917.8479 | 78507.2075 | 81943.1368 | 83784.8132 | 85822.1306 | 87786.1173 | 89517.1624 | 90948.4498 | 92229.7262 | 1.3478 | 0.63488 | 0.46358 | 0.42242 | 0.29897
Rail | 8168.4126 | 7667.8063 | 7128.7759 | 7395.4414 | 7862.7103 | 8317.1455 | 8637.2703 | 8863.8653 | 9044.0714 | 9041.5071 | 9018.4568 | -1.3521 | 0.98474 | 0.94398 | 0.46129 | -0.028358
Aviation | 44875.6 | 49959.4 | 49229.7 | 53302.9728 | 56489.091 | 58293.8262 | 57605.7278 | 58516.117 | 60691.9439 | 63133.5965 | 65483.3183 | 0.93033 | 1.385 | 0.19594 | 0.52325 | 0.76274
Inland navigation | 6156.1631 | 6798.0921 | 5672.7887 | 5051.1139 | 5333.8637 | 5536.4428 | 5737.3141 | 5911.9007 | 6085.8424 | 6154.5404 | 6224.7163 | -0.81439 | -0.61416 | 0.73182 | 0.59148 | 0.22588
Efficiency indicator (activity related)
Passenger transport (toe/Mpkm) | 38.5667 | 37.3781 | 35.5898 | 33.3512 | 29.7152 | 27.0387 | 24.8592 | 23.5839 | 22.649 | 21.8693 | 21.2323 | -0.80009 | -1.7878 | -1.7685 | -0.92678 | -0.64386
Freight transport (toe/Mtkm) | 32.7869 | 34.2542 | 33.4471 | 32.1119 | 30.4878 | 28.9465 | 27.6778 | 26.9757 | 26.2826 | 25.7438 | 25.3359 | 0.19957 | -0.92212 | -0.96232 | -0.5159 | -0.36618
| 0 | 0 | 0 | 0 | 0 | 0 | 0 | 0 | 0 | 0 | 0 | 0 | 0 | 0 | 0 | 0
Source: PRIMES

## industry
EU28:Reference scenario(REF2015f) | [15 empty] | INDUSTRY
| 2000 | 2005 | 2010 | 2015 | 2020 | 2025 | 2030 | 2035 | 2040 | 2045 | 2050 | '00-'10 | '10-'20 | '20-'30 | '30-'40 | '40-'50
Annual % Change
Sectoral Value Added (in 000 MEuro'13) | 1636.9894 | 1744.9444 | 1755.4795 | 1818.1038 | 1944.7989 | 2053.4274 | 2163.8052 | 2279.5995 | 2404.8401 | 2530.2102 | 2665.0811 | 0.70128 | 1.0294 | 1.0728 | 1.0617 | 1.0328
Iron and steel | 48.3815 | 47.0811 | 43.0497 | 43.6619 | 45.6365 | 46.8526 | 47.9829 | 48.8343 | 49.352 | 49.6842 | 49.9347 | -1.1608 | 0.58523 | 0.50263 | 0.28173 | 0.11744
Non ferrous metals | 32.7135 | 29.749 | 21.9914 | 22.6097 | 23.5934 | 24.2928 | 24.9401 | 25.5562 | 26.093 | 26.5016 | 26.8395 | -3.8936 | 0.70566 | 0.55663 | 0.45295 | 0.28247
Chemicals | 169.2089 | 194.5795 | 210.3212 | 220.1221 | 236.7431 | 249.9619 | 263.3811 | 277.7365 | 293.0685 | 307.7752 | 323.5981 | 2.1988 | 1.1904 | 1.072 | 1.0738 | 0.99589
Non metallic minerals | 77.6366 | 82.865 | 70.9577 | 70.2235 | 75.2325 | 79.9214 | 84.6587 | 88.8787 | 93.3356 | 97.3453 | 101.2645 | -0.89551 | 0.58671 | 1.1874 | 0.98051 | 0.81868
Paper and pulp | 86.812 | 88.0962 | 85.5338 | 86.3133 | 91.413 | 95.635 | 99.8446 | 104.2739 | 108.9477 | 112.7412 | 116.5141 | -0.14822 | 0.66698 | 0.88617 | 0.87635 | 0.6737
Food, drink and tobacco | 229.6331 | 240.3012 | 234.487 | 242.2128 | 259.9294 | 275.849 | 291.6798 | 309.1378 | 328.3758 | 346.8177 | 366.3571 | 0.20939 | 1.0354 | 1.1591 | 1.1921 | 1.1005
Engineering | 631.6017 | 694.0969 | 723.2281 | 761.5167 | 826.1863 | 884.3531 | 942.7891 | 1003.7646 | 1069.2507 | 1137.6443 | 1212.0056 | 1.3639 | 1.3399 | 1.329 | 1.2667 | 1.2611
Textiles | 89.1158 | 76.5275 | 66.6465 | 62.3005 | 58.3779 | 54.1139 | 50.3402 | 47.1255 | 44.6601 | 42.2947 | 40.2835 | -2.8635 | -1.3159 | -1.4704 | -1.1901 | -1.0261
Other industries | 271.8863 | 291.648 | 299.2642 | 309.1433 | 327.6867 | 342.4476 | 358.1888 | 374.292 | 391.7566 | 409.4059 | 428.2841 | 0.96405 | 0.91144 | 0.89399 | 0.89983 | 0.89545
Final Energy Demand (in ktoe) | 330627.3385 | 327575.7403 | 283437.4509 | 284538.9996 | 295323.0302 | 283440.8445 | 269764.7624 | 254647.8304 | 249034.55 | 249928.5912 | 251838.886 | -1.5282 | 0.41163 | -0.90111 | -0.7964 | 0.11204
By sector
Iron and steel | 66554.1259 | 62233.9483 | 51412.5399 | 50249.1781 | 53727.9629 | 52084.1929 | 48560.615 | 45300.506 | 42583.3059 | 41887.3818 | 41740.1271 | -2.5483 | 0.44149 | -1.0061 | -1.3049 | -0.19979
Non ferrous metals | 12376.425 | 12458.7779 | 10012.5148 | 9872.7975 | 10066.1249 | 9445.0509 | 8608.9069 | 8530.6371 | 8420.4735 | 8278.1092 | 8183.7791 | -2.0973 | 0.053415 | -1.5516 | -0.22107 | -0.28471
Chemicals | 56219.6951 | 56476.3495 | 49366.8072 | 50944.824 | 52128.8348 | 48051.9969 | 44658.1772 | 39133.5852 | 37913.178 | 37692.6133 | 37776.0384 | -1.2915 | 0.54588 | -1.5349 | -1.6241 | -0.036231
Non metallic minerals | 44616.6516 | 46466.1342 | 37140.1244 | 36275.2641 | 36854.4146 | 35656.4326 | 33206.2581 | 31846.7174 | 31539.4993 | 31524.6844 | 30868.9256 | -1.8174 | -0.077195 | -1.037 | -0.51365 | -0.21468
Paper and pulp | 36132.5584 | 37479.5182 | 34788.9846 | 35065.8538 | 36164.9661 | 33467.4124 | 31580.4561 | 28802.2491 | 26504.7932 | 25409.7369 | 25014.0621 | -0.37822 | 0.38865 | -1.3464 | -1.7369 | -0.5772
Food, drink and tobacco | 31233.544 | 31218.3565 | 28444.2799 | 30095.9219 | 31098.0397 | 30067.9499 | 28874.899 | 26460.0281 | 26398.9014 | 27135.1813 | 28066.9026 | -0.93109 | 0.89597 | -0.73898 | -0.8925 | 0.61457
Engineering | 29158.9352 | 31010.936 | 28454.6874 | 28039.0555 | 30275.1124 | 30894.5108 | 31398.8971 | 32420.8427 | 33757.8819 | 35423.8446 | 37128.5848 | -0.24419 | 0.62206 | 0.36513 | 0.72704 | 0.95628
Textiles | 10065.5757 | 8126.3119 | 5209.7521 | 4962.4327 | 4554.9121 | 3876.3002 | 3371.7026 | 3011.3234 | 2771.6428 | 2575.488 | 2348.936 | -6.3737 | -1.3343 | -2.9631 | -1.9407 | -1.6412
Other industries | 44269.8277 | 42105.4079 | 38607.7605 | 39033.6719 | 40452.6628 | 39896.9978 | 39504.8502 | 39141.9414 | 39144.874 | 40001.5518 | 40711.5303 | -1.3592 | 0.46788 | -0.23681 | -0.091498 | 0.39319
By fuel
Solids | 48935.3 | 41823 | 35098.3 | 35637.4572 | 36207.3228 | 34190.4729 | 27601.6945 | 20399.3273 | 14653.8808 | 11832.1127 | 10339.486 | -3.2688 | 0.31157 | -2.6773 | -6.1354 | -3.4272
Oil | 49461.5185 | 45910.2403 | 32604.2 | 29222.0138 | 25810.8643 | 23879.6275 | 19642.9916 | 16110.9377 | 13282.2327 | 12268.8946 | 11776.3504 | -4.0819 | -2.3094 | -2.6938 | -3.8374 | -1.1961
Gas | 113023.4 | 108390.2 | 91062.2509 | 93517.0357 | 94773.6105 | 82293.7393 | 74852.1283 | 69437.2505 | 68357.7876 | 69486.7928 | 69864.2236 | -2.1373 | 0.40028 | -2.3321 | -0.90348 | 0.21822
Electricity | 91253.1 | 97407.9 | 88532.7 | 86117.3504 | 89385.9843 | 90461.6728 | 90009.1281 | 90860.3521 | 92571.9265 | 94873.81 | 97441.2577 | -0.30219 | 0.095965 | 0.069496 | 0.28114 | 0.51395
Heat (distributed CHP) (A) | 11421.72 | 15561.1 | 14415.3 | 14036.4584 | 15861.478 | 17894.9201 | 20093.6943 | 20026.3098 | 21198.6625 | 21124.8238 | 21411.455 | 2.355 | 0.96062 | 2.3933 | 0.53676 | 0.09993
Other (Biomass, waste, hydrogen etc.) | 16532.3 | 18483.3 | 21724.7 | 26008.6841 | 33283.7702 | 34720.412 | 37565.1256 | 37813.653 | 38970.06 | 40342.1574 | 41006.1134 | 2.769 | 4.3585 | 1.2174 | 0.36785 | 0.51057
Fuel use as raw material (in ktoe) | 113106.1 | 116080.2 | 110230 | 106709.3536 | 112515.3473 | 115801.5066 | 118318.0238 | 120534.4124 | 123089.0617 | 123503.7702 | 124158.3646 | -0.25724 | 0.20542 | 0.50413 | 0.3961 | 0.086535
By sector
Petrochemical industry | 82621.4 | 84104.3 | 77889.6 | 83965.4126 | 88124.6382 | 90725.878 | 92477.6061 | 93784.6613 | 95080.3262 | 94799.2303 | 94277.6732 | -0.58803 | 1.2422 | 0.48331 | 0.27794 | -0.084741
Other non energy uses | 30484.7 | 31975.9 | 32340.4 | 22743.941 | 24390.7091 | 25075.6287 | 25840.4177 | 26749.7511 | 28008.7355 | 28704.5398 | 29880.6914 | 0.59267 | -2.7817 | 0.57905 | 0.80902 | 0.64906
By fuel
Solids | 1012 | 1380.4 | 1399.8 | 635.2054 | 686.7708 | 714.2501 | 736.0581 | 750.1147 | 775.422 | 786.0166 | 778.1707 | 3.2972 | -6.8732 | 0.69549 | 0.52234 | 0.035391
Oil | 96330.4 | 99177.3 | 95109.5 | 90465.9413 | 95064.2 | 97532.2954 | 99374.1885 | 101055.2072 | 103114.5955 | 103303.4116 | 103840.7333 | -0.12747 | -0.004764 | 0.44438 | 0.37017 | 0.070198
Gas | 15763.7 | 15522.5 | 13720.7 | 15608.2068 | 16764.3766 | 17554.9611 | 18207.7772 | 18729.0904 | 19199.0442 | 19414.342 | 19539.4606 | -1.3785 | 2.0237 | 0.82935 | 0.53152 | 0.17591
Energy intensity (toe/MEuro'13) | 201.9728 | 187.7285 | 161.4587 | 156.5032 | 151.8527 | 138.0331 | 124.6715 | 111.7073 | 103.5556 | 98.7778 | 94.4958 | -2.214 | -0.61151 | -1.953 | -1.8386 | -0.91135
Iron and steel | 1375.6098 | 1321.847 | 1194.2598 | 1150.8691 | 1177.3021 | 1111.6608 | 1012.0399 | 927.6373 | 862.8484 | 843.0729 | 835.895 | -1.4038 | -0.14291 | -1.5012 | -1.5822 | -0.31686
Non ferrous metals | 378.3275 | 418.797 | 455.2933 | 436.6626 | 426.6497 | 388.8009 | 345.1837 | 333.7987 | 322.7095 | 312.3623 | 304.9149 | 1.8691 | -0.64768 | -2.0966 | -0.67098 | -0.56559
Chemicals | 332.2503 | 290.2482 | 234.721 | 231.4389 | 220.1915 | 192.2373 | 169.5573 | 140.9018 | 129.3663 | 122.468 | 116.7375 | -3.4152 | -0.63696 | -2.5792 | -2.6692 | -1.0219
Non metallic minerals | 574.6862 | 560.7451 | 523.4123 | 516.5688 | 489.8737 | 446.1438 | 392.2367 | 358.3166 | 337.9151 | 323.8439 | 304.8347 | -0.93019 | -0.66003 | -2.1983 | -1.4797 | -1.025
Paper and pulp | 416.2161 | 425.4385 | 406.7279 | 406.2625 | 395.6215 | 349.9493 | 316.2961 | 276.2174 | 243.2799 | 225.381 | 214.687 | -0.23034 | -0.27648 | -2.2129 | -2.5905 | -1.2425
Food, drink and tobacco | 136.015 | 129.9134 | 121.3043 | 124.254 | 119.6403 | 109.0015 | 98.9952 | 85.593 | 80.3923 | 78.2405 | 76.6108 | -1.1381 | -0.13803 | -1.8764 | -2.06 | -0.48065
Engineering | 46.1667 | 44.6781 | 39.344 | 36.82 | 36.6444 | 34.9346 | 33.3043 | 32.2992 | 31.5715 | 31.1379 | 30.634 | -1.5864 | -0.70831 | -0.9512 | -0.53287 | -0.301
Textiles | 112.9494 | 106.1881 | 78.1699 | 79.6532 | 78.0246 | 71.6323 | 66.9784 | 63.9001 | 62.0608 | 60.8939 | 58.3101 | -3.6136 | -0.018611 | -1.5149 | -0.75965 | -0.62145
Other industries | 162.8248 | 144.3706 | 129.009 | 126.264 | 123.4492 | 116.5054 | 110.2906 | 104.576 | 99.9214 | 97.7063 | 95.0573 | -2.301 | -0.43955 | -1.1208 | -0.98249 | -0.4978
CO2 EMISSIONS (in kt CO2) | 690990.5893 | 634051.992 | 511781.4063 | 505589.9724 | 501505.7023 | 441876.1505 | 375828.9455 | 316421.0774 | 275600.7401 | 260919.9378 | 252746.7667 | -2.9577 | -0.20262 | -2.8436 | -3.0542 | -0.86192
Iron and steel | 250182.7327 | 227694.0194 | 185241.6644 | 182089.0035 | 189670.7246 | 166187.9511 | 137012.5547 | 112880.9786 | 91482.9237 | 81678.811 | 76551.2782 | -2.9606 | 0.23656 | -3.1999 | -3.9587 | -1.7661
Non ferrous metals | 15859.5659 | 13954.7501 | 10848.7369 | 10698.8461 | 10587.262 | 9070.6977 | 7175.1028 | 6326.399 | 5874.7285 | 5653.9218 | 5507.9366 | -3.7261 | -0.24367 | -3.8156 | -1.9797 | -0.64262
Chemicals | 86825.2443 | 82807.2259 | 68177.133 | 72363.8759 | 70805.9671 | 55862.4285 | 45438.0037 | 33582.4318 | 28753.8234 | 27771.4873 | 27257.0748 | -2.3889 | 0.37906 | -4.339 | -4.4727 | -0.53315
Non metallic minerals | 114556.9323 | 114641.6223 | 87442.56 | 82024.0419 | 80808.5203 | 75481.6116 | 66063.8339 | 59776.7471 | 55328.0655 | 53434.2148 | 51162.0601 | -2.6647 | -0.78589 | -1.9945 | -1.7578 | -0.77976
Paper and pulp | 37000.8662 | 33129.5659 | 26475.6981 | 27071.4936 | 23660.1877 | 18938.0363 | 16072.8529 | 13108.3075 | 10850.6064 | 10193.6435 | 10126.2195 | -3.2917 | -1.118 | -3.7928 | -3.8529 | -0.68855
Food, drink and tobacco | 57481.6539 | 53093.2083 | 44309.5964 | 46814.6302 | 44301.8551 | 38645.1876 | 31398.0892 | 23820.4163 | 19815.7642 | 18903.8003 | 18157.1422 | -2.5691 | -0.0017472 | -3.3842 | -4.4984 | -0.87033
Engineering | 40974.7707 | 37770.5553 | 30143.5076 | 29041.2765 | 30996.5348 | 30453.093 | 28812.9878 | 27969.255 | 27822.4472 | 28650.8783 | 29662.9604 | -3.0232 | 0.27945 | -0.72783 | -0.34922 | 0.64262
Textiles | 16544.6247 | 12532.6597 | 7140.5184 | 7294.3091 | 6410.382 | 5022.2054 | 3818.2058 | 3059.2135 | 2626.6868 | 2186.3066 | 1707.3405 | -8.0594 | -1.0729 | -5.0494 | -3.6715 | -4.2164
Other industries | 71564.1985 | 58428.3851 | 52001.9915 | 48192.4957 | 44264.2688 | 42214.9394 | 40037.3146 | 35897.3287 | 33045.6943 | 32446.8742 | 32614.7544 | -3.1427 | -1.5981 | -0.99864 | -1.9009 | -0.13118
Carbon intensity (in t CO2/toe) | 2.0899 | 1.9356 | 1.8056 | 1.7769 | 1.6982 | 1.559 | 1.3932 | 1.2426 | 1.1067 | 1.044 | 1.0036 | -1.4516 | -0.61173 | -1.9601 | -2.2759 | -0.97287
Iron and steel | 3.7591 | 3.6587 | 3.603 | 3.6237 | 3.5302 | 3.1908 | 2.8215 | 2.4918 | 2.1483 | 1.95 | 1.834 | -0.42307 | -0.20402 | -2.216 | -2.6889 | -1.5695
Non ferrous metals | 1.2814 | 1.1201 | 1.0835 | 1.0837 | 1.0518 | 0.96037 | 0.83345 | 0.74161 | 0.69767 | 0.683 | 0.67303 | -1.6637 | -0.29693 | -2.2997 | -1.7625 | -0.35893
Chemicals | 1.5444 | 1.4662 | 1.381 | 1.4204 | 1.3583 | 1.1625 | 1.0175 | 0.85815 | 0.75841 | 0.73679 | 0.72154 | -1.1118 | -0.16592 | -2.8478 | -2.8956 | -0.4971
Non metallic minerals | 2.5676 | 2.4672 | 2.3544 | 2.2612 | 2.1926 | 2.1169 | 1.9895 | 1.877 | 1.7542 | 1.695 | 1.6574 | -0.86306 | -0.70925 | -0.96753 | -1.2505 | -0.5663
Paper and pulp | 1.024 | 0.88394 | 0.76104 | 0.77202 | 0.65423 | 0.56586 | 0.50895 | 0.45511 | 0.40938 | 0.40117 | 0.40482 | -2.9246 | -1.5009 | -2.4798 | -2.1535 | -0.11199
Food, drink and tobacco | 1.8404 | 1.7007 | 1.5578 | 1.5555 | 1.4246 | 1.2853 | 1.0874 | 0.90024 | 0.75063 | 0.69665 | 0.64692 | -1.6534 | -0.88974 | -2.6649 | -3.6384 | -1.4758
Engineering | 1.4052 | 1.218 | 1.0594 | 1.0357 | 1.0238 | 0.98571 | 0.91764 | 0.86269 | 0.82418 | 0.8088 | 0.79893 | -2.7858 | -0.34049 | -1.089 | -1.0685 | -0.31069
Textiles | 1.6437 | 1.5422 | 1.3706 | 1.4699 | 1.4074 | 1.2956 | 1.1324 | 1.0159 | 0.9477 | 0.84889 | 0.72686 | -1.8005 | 0.26495 | -2.15 | -1.765 | -2.6182
Other industries | 1.6165 | 1.3877 | 1.3469 | 1.2346 | 1.0942 | 1.0581 | 1.0135 | 0.91711 | 0.84419 | 0.81114 | 0.80112 | -1.8081 | -2.0564 | -0.76364 | -1.8111 | -0.52231
| 0 | 0 | 0 | 0 | 0 | 0 | 0 | 0 | 0 | 0 | 0 | 0 | 0 | 0 | 0 | 0
Source: PRIMES

## domestic
EU28:Reference scenario(REF2015f) | [15 empty] | RESIDENTIAL, SERVICES AND AGRICULTURE
| 2000 | 2005 | 2010 | 2015 | 2020 | 2025 | 2030 | 2035 | 2040 | 2045 | 2050 | '00-'10 | '10-'20 | '20-'30 | '30-'40 | '40-'50
Annual % Change
RESIDENTIAL SECTOR
Key indicators
Private Consumption (in Euro'13/capita) | 13428.484 | 14590.2372 | 14993.7293 | 15418.6773 | 16610.1881 | 17800.3776 | 19089.4813 | 20613.308 | 22336.4167 | 24148.2986 | 26163.8502 | 1.1086 | 1.0291 | 1.4009 | 1.5832 | 1.5942
Population (mio) | 483.7393 | 491.7333 | 500.1709 | 505.4729 | 510.0319 | 513.2336 | 515.8606 | 518.4207 | 520.7269 | 522.2091 | 522.397 | 0.3346 | 0.19542 | 0.1137 | 0.093935 | 0.032026
Number of households (mio) | 190.6474 | 203.1032 | 209.5012 | 212.9838 | 217.0522 | 220.4846 | 223.7273 | 227.126 | 230.4127 | 233.1457 | 235.2392 | 0.9475 | 0.35471 | 0.30336 | 0.29487 | 0.20752
Households size (inhabitants/household) | 2.5374 | 2.4211 | 2.3874 | 2.3733 | 2.3498 | 2.3278 | 2.3058 | 2.2825 | 2.26 | 2.2398 | 2.2207 | -0.60715 | -0.15873 | -0.18909 | -0.20035 | -0.17513
Final Energy Demand (in ktoe) | 288564.4958 | 307594.4207 | 313829.2318 | 299747.4948 | 298154.8652 | 292956.3977 | 288051.1543 | 286692.5546 | 287594.0677 | 289786.1132 | 291562.0283 | 0.84284 | -0.51105 | -0.34416 | -0.01588 | 0.13712
By end use
Heating and cooling (incl. cooking) | 256870.4199 | 267934.057 | 271301.3216 | 256949.1765 | 253523.3781 | 246750.1126 | 239888.627 | 236012.5852 | 234259.392 | 233592.3841 | 232548.6529 | 0.54808 | -0.67545 | -0.55129 | -0.23718 | -0.073269
Electric appliances and lighting | 31694.0759 | 39660.3637 | 42527.9101 | 42823.0141 | 44631.4871 | 46206.2851 | 48162.5273 | 50679.9694 | 53334.6757 | 56193.729 | 59013.3754 | 2.984 | 0.48396 | 0.76432 | 1.0253 | 1.0169
By fuel
Solids | 10159.7 | 9925.3 | 12247.0556 | 9832.8085 | 7777.3308 | 6830.9042 | 5706.0959 | 4418.214 | 3241.9777 | 2970.9464 | 2767.7264 | 1.8861 | -4.4392 | -3.0493 | -5.4967 | -1.5691
Oil | 57256.1 | 54985.5 | 43819 | 38425.8581 | 30323.8074 | 28340.4457 | 25141.8278 | 23647.7837 | 21515.3055 | 20201.4755 | 18932.9811 | -2.6392 | -3.6144 | -1.8566 | -1.5456 | -1.2705
Gas | 107376.1 | 117792 | 120887 | 113286.6917 | 111016.8382 | 112125.6733 | 111467.3014 | 111460.0565 | 111083.963 | 110655.1375 | 109935.8925 | 1.1922 | -0.84813 | 0.040502 | -0.034444 | -0.10384
Electricity | 61387.9702 | 68636.1174 | 72711.1 | 71693.3126 | 73169.9503 | 74618.5 | 76719.2256 | 79938.0487 | 83598.5325 | 87856.38 | 92108.2012 | 1.7072 | 0.062927 | 0.4748 | 0.86243 | 0.97409
Heat | 23418.305 | 25185.2252 | 24796.7373 | 23521.7377 | 23927.7005 | 23464.2169 | 23704.7162 | 24300.7111 | 24822.9291 | 25038.3092 | 25338.3968 | 0.57358 | -0.35612 | -0.093584 | 0.462 | 0.20574
Other | 28966.3205 | 31070.2781 | 39368.3389 | 42987.0862 | 51939.2381 | 47576.6576 | 45311.9874 | 42927.7406 | 43331.3599 | 43063.8646 | 42478.8303 | 3.1158 | 2.8099 | -1.3558 | -0.44595 | -0.19851
Energy intensity
Household income related (toe/MEuro'13) | 44.4227 | 42.8733 | 41.8471 | 38.4601 | 35.1941 | 32.067 | 29.2512 | 26.8279 | 24.7261 | 22.9798 | 21.3319 | -0.59549 | -1.7165 | -1.8326 | -1.6665 | -1.4657
Population related (toe/capita) | 0.59653 | 0.62553 | 0.62744 | 0.593 | 0.58458 | 0.57081 | 0.55839 | 0.55301 | 0.55229 | 0.55492 | 0.55812 | 0.50654 | -0.7051 | -0.45733 | -0.10971 | 0.10506
CO2 EMISSIONS (in kt CO2) | 468024.5967 | 484164.222 | 466853.3669 | 422748.4827 | 383993.6815 | 376702.6145 | 360773.4409 | 350958.8533 | 338692.2866 | 332551.422 | 326167.9635 | -0.025053 | -1.9349 | -0.62182 | -0.62959 | -0.37609
Carbon intensity
Household income related (t CO2/MEuro'13) | 72.0494 | 67.484 | 62.2519 | 54.2422 | 45.3265 | 41.2339 | 36.636 | 32.8417 | 29.1194 | 26.3711 | 23.8638 | -1.451 | -3.1232 | -2.1061 | -2.2701 | -1.9707
Population related (t CO2 per capita) | 0.96751 | 0.98461 | 0.93339 | 0.83634 | 0.75288 | 0.73398 | 0.69936 | 0.67698 | 0.65042 | 0.63682 | 0.62437 | -0.35845 | -2.1262 | -0.73468 | -0.72285 | -0.40798
Fuel consumption related (t CO2 per toe) | 1.6219 | 1.574 | 1.4876 | 1.4103 | 1.2879 | 1.2859 | 1.2525 | 1.2242 | 1.1777 | 1.1476 | 1.1187 | -0.86064 | -1.4312 | -0.27862 | -0.61381 | -0.51251
SERVICES AND AGRICULTURE SECTOR
SECTORAL VALUE ADDED (in 000 MEuro'13) | 7380.0245 | 8191.4668 | 8730.1904 | 9163.5591 | 9976.4593 | 10742.1648 | 11558.5717 | 12537.8352 | 13642.2832 | 14785.0692 | 16012.2574 | 1.6943 | 1.3434 | 1.4829 | 1.6713 | 1.6147
Services | 7195.9488 | 8003.6466 | 8537.9277 | 8970.1457 | 9776.8203 | 10538.8989 | 11352.66 | 12329.3414 | 13431.3734 | 14572.9142 | 15798.8476 | 1.7247 | 1.3642 | 1.5056 | 1.6956 | 1.6367
Market services | 4187.3103 | 4672.3458 | 5015.4464 | 5339.6716 | 5863.635 | 6372.5571 | 6926.1713 | 7578.9469 | 8309.6325 | 9074.931 | 9909.808 | 1.821 | 1.5747 | 1.6793 | 1.8378 | 1.7767
Non market services | 1930.6673 | 2096.0939 | 2236.9152 | 2263.2481 | 2410.269 | 2532.2707 | 2655.076 | 2821.0831 | 3016.8044 | 3216.0025 | 3420.7002 | 1.4832 | 0.7492 | 0.97204 | 1.2854 | 1.2644
Trade | 1085.3341 | 1237.9365 | 1285.5661 | 1367.226 | 1502.9163 | 1634.071 | 1771.4128 | 1929.3113 | 2104.9365 | 2281.9807 | 2468.3394 | 1.7075 | 1.5743 | 1.6573 | 1.74 | 1.6054
Agriculture | 184.0757 | 187.8202 | 192.2627 | 193.4133 | 199.639 | 203.2659 | 205.9117 | 208.4938 | 210.9098 | 212.1549 | 213.4099 | 0.4361 | 0.37719 | 0.30985 | 0.24012 | 0.11791
Final Energy Demand (in ktoe) | 166677.2876 | 183368.41 | 196770.163 | 188332.5591 | 186486.5254 | 182048.1685 | 179074.9562 | 177598.7023 | 180628.8612 | 182925.0989 | 184234.3028 | 1.6736 | -0.53534 | -0.40472 | 0.086437 | 0.19783
By sector
Services | 135567.2608 | 152292.8615 | 167314.8976 | 160855.4367 | 158526.5611 | 154601.9667 | 152332.2735 | 151191.1884 | 154474.5257 | 156986.4396 | 158618.9715 | 2.1264 | -0.5381 | -0.39779 | 0.13975 | 0.26511
Agriculture | 31110.0268 | 31075.5484 | 29455.2654 | 27477.1224 | 27959.9643 | 27446.2018 | 26742.6827 | 26407.5139 | 26154.3355 | 25938.6593 | 25615.3313 | -0.54508 | -0.51964 | -0.44414 | -0.22221 | -0.20802
By end use
Heating and cooling | 114210.0516 | 125270.1379 | 136824.541 | 130164.8239 | 124516.4253 | 117894.8087 | 112624.7289 | 108976.5738 | 108763.1083 | 107802.9933 | 106518.4507 | 1.823 | -0.93819 | -0.99874 | -0.34828 | -0.20832
Electric appliances and lighting | 27130.2419 | 32785.9719 | 36456.2428 | 36529.5451 | 39959.2644 | 42527.7522 | 45301.1571 | 47813.016 | 51389.6439 | 54982.824 | 58014.9061 | 2.9987 | 0.9217 | 1.2626 | 1.269 | 1.22
Agriculture specific uses | 25336.9941 | 25312.3001 | 23489.3792 | 21672.7644 | 22010.0106 | 21624.8987 | 21148.4946 | 20808.642 | 20475.7259 | 20138.9788 | 19700.7094 | -0.75431 | -0.6484 | -0.39849 | -0.32276 | -0.38511
By fuel
Solids | 2871.8 | 2231.8 | 3154.8444 | 2223.71 | 1726.6335 | 1292.1133 | 977.6432 | 740.5185 | 572.756 | 404.718 | 284.6429 | 0.94443 | -5.8496 | -5.5291 | -5.2064 | -6.7534
Oil | 44523.8204 | 45469.2307 | 38112.1928 | 34400.7993 | 28134.7708 | 25219.3634 | 22598.8371 | 21037.9556 | 19056.9815 | 18002.0515 | 16730.749 | -1.5429 | -2.9897 | -2.1672 | -1.6902 | -1.2934
Gas | 46395.4 | 52361.2 | 58843.2 | 55905.0493 | 54232.514 | 50714.8164 | 46839.12 | 43668.6189 | 44018.4776 | 43928.9907 | 43945.8952 | 2.4052 | -0.81264 | -1.4549 | -0.61917 | -0.016501
Electricity | 58781.5298 | 67752.4826 | 77762.7 | 77338.0659 | 81111.2978 | 84074.2104 | 88662.0578 | 92357.5333 | 96367.2776 | 99841.5065 | 102232.0487 | 2.8379 | 0.42249 | 0.89407 | 0.83683 | 0.59253
Heat | 11203.7569 | 11678.8748 | 13663.0627 | 11503.7766 | 11145.7267 | 10997.5344 | 10547.7119 | 10182.9995 | 10114.4548 | 10089.8197 | 9950.3988 | 2.0043 | -2.0158 | -0.54995 | -0.41856 | -0.1634
Other | 2900.9805 | 3874.8219 | 5234.1631 | 6961.158 | 10135.5826 | 9750.1305 | 9449.5862 | 9611.0766 | 10498.9138 | 10658.0126 | 11090.5682 | 6.0792 | 6.8317 | -0.69836 | 1.0586 | 0.54974
Energy intensity
Value added related (toe/MEuro'13) | 22.5849 | 22.3853 | 22.539 | 20.5523 | 18.6927 | 16.9471 | 15.4928 | 14.165 | 13.2404 | 12.3723 | 11.5058 | -0.020332 | -1.8538 | -1.86 | -1.5588 | -1.3944
Services | 18.8394 | 19.0279 | 19.5967 | 17.9323 | 16.2145 | 14.6697 | 13.4182 | 12.2627 | 11.501 | 10.7725 | 10.0399 | 0.39487 | -1.8767 | -1.8752 | -1.5299 | -1.3495
Agriculture | 169.0067 | 165.4537 | 153.2033 | 142.0643 | 140.0526 | 135.0261 | 129.8745 | 126.6585 | 124.0072 | 122.2628 | 120.0288 | -0.97692 | -0.89346 | -0.75165 | -0.46122 | -0.32555
Population related (toe/capita) | 0.34456 | 0.3729 | 0.39341 | 0.37259 | 0.36564 | 0.35471 | 0.34714 | 0.34258 | 0.34688 | 0.35029 | 0.35267 | 1.3346 | -0.72933 | -0.51783 | -0.007491 | 0.16575
Services | 0.28025 | 0.30971 | 0.33452 | 0.31823 | 0.31082 | 0.30123 | 0.2953 | 0.29164 | 0.29665 | 0.30062 | 0.30364 | 1.7858 | -0.7321 | -0.5109 | 0.04577 | 0.23301
Agriculture | 0.064312 | 0.063196 | 0.05889 | 0.054359 | 0.05482 | 0.053477 | 0.051841 | 0.050938 | 0.050227 | 0.049671 | 0.049034 | -0.87675 | -0.71367 | -0.5572 | -0.31585 | -0.23997
CO2 EMISSIONS (in kt CO2) | 257879.7148 | 271600.2572 | 267914.5914 | 245836.2479 | 220710.1571 | 201702.5854 | 183237.103 | 169993.2475 | 163983.3629 | 159793.5089 | 155449.0653 | 0.38248 | -1.9195 | -1.8435 | -1.104 | -0.53304
Services | 181875.1304 | 197288.4384 | 199676.0754 | 183530.0271 | 161374.1468 | 143771.8295 | 127104.0559 | 115229.0023 | 110945.2531 | 107746.6624 | 104471.0658 | 0.93813 | -2.1072 | -2.3589 | -1.3505 | -0.59946
Agriculture | 76004.5844 | 74311.8188 | 68238.5161 | 62306.2208 | 59336.0103 | 57930.756 | 56133.0471 | 54764.2451 | 53038.1099 | 52046.8464 | 50977.9995 | -1.0721 | -1.3882 | -0.55338 | -0.56553 | -0.39538
Carbon intensity
Value added related (t CO2/MEuro'13) | 34.9429 | 33.1565 | 30.6883 | 26.8276 | 22.1231 | 18.7767 | 15.8529 | 13.5584 | 12.0202 | 10.8078 | 9.7081 | -1.29 | -3.2196 | -3.2778 | -2.7297 | -2.1136
Services | 25.2747 | 24.6498 | 23.3869 | 20.4601 | 16.5058 | 13.642 | 11.196 | 9.3459 | 8.2602 | 7.3936 | 6.6126 | -0.77324 | -3.4247 | -3.8072 | -2.9953 | -2.2001
Agriculture | 412.8985 | 395.6541 | 354.9234 | 322.1403 | 297.2165 | 284.9999 | 272.6074 | 262.666 | 251.4729 | 245.3247 | 238.8737 | -1.5016 | -1.7588 | -0.86056 | -0.80372 | -0.51269
Population related (t CO2 per capita) | 0.5331 | 0.55233 | 0.53565 | 0.48635 | 0.43274 | 0.393 | 0.35521 | 0.32791 | 0.31491 | 0.306 | 0.29757 | 0.047722 | -2.1108 | -1.955 | -1.1968 | -0.56489
Services | 0.37598 | 0.40121 | 0.39922 | 0.36309 | 0.3164 | 0.28013 | 0.24639 | 0.22227 | 0.21306 | 0.20633 | 0.19998 | 0.60152 | -2.2981 | -2.4698 | -1.4431 | -0.63129
Agriculture | 0.15712 | 0.15112 | 0.13643 | 0.12326 | 0.11634 | 0.11287 | 0.10881 | 0.10564 | 0.10185 | 0.099667 | 0.097585 | -1.402 | -1.5805 | -0.66632 | -0.65885 | -0.42727
Fuel consumption related (t CO2 per toe) | 1.5472 | 1.4812 | 1.3616 | 1.3053 | 1.1835 | 1.108 | 1.0232 | 0.95718 | 0.90785 | 0.87355 | 0.84376 | -1.2699 | -1.3916 | -1.4446 | -1.1894 | -0.72943
Services | 1.3416 | 1.2955 | 1.1934 | 1.141 | 1.018 | 0.92995 | 0.83439 | 0.76214 | 0.71821 | 0.68634 | 0.65863 | -1.1635 | -1.5776 | -1.969 | -1.4882 | -0.86229
Agriculture | 2.4431 | 2.3913 | 2.3167 | 2.2676 | 2.1222 | 2.1107 | 2.099 | 2.0738 | 2.0279 | 2.0065 | 1.9901 | -0.52986 | -0.8731 | -0.10973 | -0.34409 | -0.18775
| 0 | 0 | 0 | 0 | 0 | 0 | 0 | 0 | 0 | 0 | 0 | 0 | 0 | 0 | 0 | 0
Source: PRIMES

## transport
EU28:Reference scenario(REF2015f) | [15 empty] | TRANSPORT SECTOR
| 2000 | 2005 | 2010 | 2015 | 2020 | 2025 | 2030 | 2035 | 2040 | 2045 | 2050 | '00-'10 | '10-'20 | '20-'30 | '30-'40 | '40-'50
Annual % Change
Transport activity
Passenger transport activity (Gpkm) | 5964.4957 | 6295.0308 | 6449.2606 | 6734.8643 | 7152.4189 | 7509.3597 | 7879.6972 | 8201.2137 | 8507.1637 | 8796.4804 | 9053.1673 | 0.78447 | 1.0402 | 0.97309 | 0.76913 | 0.624
Public road transport | 548.7945 | 540.5132 | 527.5414 | 545.923 | 570.4593 | 587.1611 | 604.0283 | 621.668 | 636.093 | 652.5299 | 666.7939 | -0.39419 | 0.78521 | 0.57343 | 0.51858 | 0.47248
Private cars(1) | 4358.4048 | 4596.9706 | 4720.7434 | 4871.8648 | 5119.3298 | 5314.6718 | 5527.231 | 5691.2546 | 5839.4989 | 5982.7845 | 6098.1276 | 0.8018 | 0.81387 | 0.76958 | 0.55109 | 0.43431
Motorcycles | 107.6936 | 123.6723 | 122.0417 | 129.0019 | 135.9699 | 142.5997 | 149.2302 | 157.2522 | 163.2114 | 173.3238 | 181.1051 | 1.2586 | 1.0866 | 0.93491 | 0.89958 | 1.0457
Rail | 450.3486 | 463.7624 | 498.9794 | 539.937 | 590.8015 | 644.4912 | 692.7388 | 739.2248 | 788.0942 | 833.1748 | 878.2469 | 1.0307 | 1.7035 | 1.6045 | 1.298 | 1.089
Aviation(2) | 457.5542 | 528.3957 | 539.4784 | 607.7237 | 693.1194 | 776.0693 | 860.4162 | 944.0287 | 1030.8388 | 1103.9312 | 1176.9814 | 1.6607 | 2.5377 | 2.1857 | 1.8235 | 1.3346
Inland navigation | 41.7 | 41.7166 | 40.4762 | 40.4141 | 42.7389 | 44.3666 | 46.0527 | 47.7854 | 49.4275 | 50.7361 | 51.9124 | -0.29743 | 0.54544 | 0.74957 | 0.7097 | 0.49171
Freight transport activity (Gtkm) | 2294.5397 | 2612.3538 | 2556.4141 | 2703.8361 | 2980.8138 | 3220.262 | 3457.4634 | 3631.0258 | 3802.0017 | 3937.3142 | 4050.6183 | 1.0866 | 1.5478 | 1.4944 | 0.95445 | 0.63543
Trucks(1) | 1588.9601 | 1853.1726 | 1808.8102 | 1914.9713 | 2109.4994 | 2276.6338 | 2445.6267 | 2563.5692 | 2672.0509 | 2762.904 | 2834.5294 | 1.3043 | 1.5497 | 1.4895 | 0.88938 | 0.59204
Rail | 405.4638 | 416.0242 | 393.829 | 427.5189 | 482.1557 | 533.0497 | 580.3274 | 618.9 | 662.4543 | 694.6737 | 723.6142 | -0.29072 | 2.0441 | 1.8705 | 1.3324 | 0.88698
Inland navigation | 300.1159 | 343.157 | 353.7749 | 361.3459 | 389.1587 | 410.5785 | 431.5093 | 448.5566 | 467.4964 | 479.7365 | 492.4748 | 1.6585 | 0.95782 | 1.0384 | 0.80424 | 0.52187
Detailed Results
Activity indicators
Travel per person (km per capita) | 12329.9807 | 12801.7167 | 12894.1127 | 13323.8891 | 14023.4734 | 14631.4661 | 15274.8565 | 15819.6107 | 16337.0923 | 16844.7462 | 17330.0515 | 0.44837 | 0.84315 | 0.85842 | 0.67457 | 0.59178
Freight activity per unit of GDP (tkm/000 Euro'13) | 204.3052 | 211.5079 | 198.2491 | 201.3774 | 204.8682 | 206.6314 | 207.2531 | 201.9767 | 195.6655 | 188.1741 | 179.8193 | -0.30045 | 0.32896 | 0.11581 | -0.57369 | -0.84098
Final Energy Demand (in ktoe) | 341524.6923 | 364525.5781 | 359401.6397 | 358062.3394 | 350944.8886 | 344898.0919 | 341462.5777 | 343371.7373 | 347353.5139 | 351232.8505 | 355024.6325 | 0.51151 | -0.23783 | -0.27354 | 0.1712 | 0.21868
By transport mean
Road transport | 282324.5165 | 300100.2797 | 297370.3752 | 292312.8113 | 281259.2236 | 272750.6773 | 269482.2655 | 270079.8542 | 271531.6562 | 272903.2065 | 274298.141 | 0.52056 | -0.55547 | -0.42683 | 0.07579 | 0.10142
Public road transport | 8774.8074 | 8725.4983 | 8834.1572 | 9040.1782 | 9280.7704 | 9297.709 | 9280.6163 | 9360.653 | 9430.9018 | 9541.9328 | 9649.4604 | 0.067432 | 0.49441 | -0.00016597 | 0.16077 | 0.22937
Motorcycles | 3551.233 | 3987.796 | 3885.7952 | 4045.206 | 4142.7528 | 4215.3823 | 4324.238 | 4459.2976 | 4551.6248 | 4741.0158 | 4881.4943 | 0.90439 | 0.64238 | 0.42967 | 0.5138 | 0.70212
Private cars | 202718.9785 | 208114.2606 | 207732.5749 | 200720.2195 | 185892.5636 | 175452.7729 | 170055.2805 | 168473.7864 | 168031.9673 | 167671.808 | 167537.4602 | 0.24461 | -1.1047 | -0.8865 | -0.11962 | -0.029468
Trucks | 67279.4975 | 79272.7249 | 76917.8479 | 78507.2075 | 81943.1368 | 83784.8132 | 85822.1306 | 87786.1173 | 89517.1624 | 90948.4498 | 92229.7262 | 1.3478 | 0.63488 | 0.46358 | 0.42242 | 0.29897
Rail | 8168.4126 | 7667.8063 | 7128.7759 | 7395.4414 | 7862.7103 | 8317.1455 | 8637.2703 | 8863.8653 | 9044.0714 | 9041.5071 | 9018.4568 | -1.3521 | 0.98474 | 0.94398 | 0.46129 | -0.028358
Aviation | 44875.6 | 49959.4 | 49229.7 | 53302.9728 | 56489.091 | 58293.8262 | 57605.7278 | 58516.117 | 60691.9439 | 63133.5965 | 65483.3183 | 0.93033 | 1.385 | 0.19594 | 0.52325 | 0.76274
Inland navigation | 6156.1631 | 6798.0921 | 5672.7887 | 5051.1139 | 5333.8637 | 5536.4428 | 5737.3141 | 5911.9007 | 6085.8424 | 6154.5404 | 6224.7163 | -0.81439 | -0.61416 | 0.73182 | 0.59148 | 0.22588
By transport activity
Passenger transport | 266293.8551 | 275041.4988 | 273896.8816 | 271237.1015 | 260066.392 | 251682.8325 | 245767.7347 | 245422.1524 | 247427.1227 | 249871.3668 | 252398.7652 | 0.28191 | -0.51681 | -0.5639 | 0.067314 | 0.19914
Freight transport | 75230.8371 | 89484.0793 | 85504.7581 | 86825.238 | 90878.4966 | 93215.2594 | 95694.843 | 97949.5849 | 99926.3912 | 101361.4837 | 102625.8672 | 1.2883 | 0.61138 | 0.51775 | 0.43363 | 0.26692
By fuel
Solids | 0 | 0 | 0 | 0 | 0 | 0 | 0 | 0 | 0 | 0 | 0 | 0 | 0 | 0 | 0 | 0
Oil | 336524.1796 | 359419.4718 | 353757.4073 | 351643.0884 | 341693.8509 | 332912.9627 | 325713.4088 | 324293.8565 | 324779.1534 | 325166.3829 | 325761.1944 | 0.50066 | -0.34636 | -0.47783 | -0.02872 | 0.030196
Liquified petroleum gas | 3662.2 | 4713.6 | 5293.3313 | 6434.0854 | 7264.4478 | 7201.7733 | 7122.7904 | 6996.3282 | 7181.8953 | 7452.0676 | 7588.0787 | 3.7525 | 3.2161 | -0.19673 | 0.082672 | 0.55167
Gasoline | 134400.3 | 116098.3 | 94742.0949 | 82784.2489 | 70579.9013 | 63334.2637 | 58750.0055 | 57076.3013 | 56385.9707 | 55773.4067 | 55204.9487 | -3.4362 | -2.9012 | -1.8178 | -0.40987 | -0.21145
of which biofuels | 58.2 | 560.1 | 2745.7792 | 3390.3045 | 3937.9779 | 3529.7749 | 3291.4179 | 3213.8707 | 3178.1356 | 3171.9062 | 3161.3625 | 47.0193 | 3.6718 | -1.7775 | -0.34962 | -0.052902
Diesel oil | 152239.5796 | 186959.1688 | 203009.9811 | 208018.9878 | 206333.1616 | 203130.9262 | 201352.2476 | 200883.3073 | 199747.0062 | 198087.3579 | 196805.2835 | 2.9198 | 0.1625 | -0.24406 | -0.080011 | -0.14826
of which biofuels | 650.7 | 2719.2 | 10261.0693 | 12704.5884 | 16654.6131 | 16490.6165 | 16420.7086 | 16372.0384 | 16168.2295 | 16146.0455 | 16121.2603 | 31.7593 | 4.9625 | -0.14134 | -0.15483 | -0.029088
Kerosene | 44875.6 | 49959.4 | 49229.7 | 53302.9728 | 56489.091 | 58293.8262 | 57605.7278 | 58516.117 | 60691.9439 | 63133.5965 | 65483.3183 | 0.93033 | 1.385 | 0.19594 | 0.52325 | 0.76274
of which biofuels | 0 | 0 | 0 | 0 | 0 | 0 | 0 | 141.9494 | 339.698 | 1004.567 | 1231.3285 | 0 | 0 | 0 | 0 | 13.7439
Residual fuel oil | 1345.4 | 1683.703 | 1478.1 | 1102.7936 | 1027.2492 | 952.1733 | 882.6375 | 821.8027 | 772.3373 | 719.9542 | 679.5653 | 0.9451 | -3.5733 | -1.5058 | -1.3261 | -1.2715
of which of biomass origin | 0 | 0 | 0 | 0 | 78.3716 | 72.8361 | 68.1034 | 63.797 | 59.9779 | 56.2205 | 53.3481 | 0 | 0 | -1.3945 | -1.2625 | -1.1646
Other liquids | 1.1 | 5.3 | 4.2 | 0 | 0 | 0 | 0 | 0 | 0 | 0 | 0 | 14.3367 | 0 | 0 | 0 | 0
Gas | 361.2 | 583.2 | 1259.4233 | 1639.147 | 3173.1072 | 4741.1426 | 6646.5111 | 8308.0367 | 9629.855 | 10992.1684 | 12168.1117 | 13.3033 | 9.681 | 7.674 | 3.7774 | 2.3671
of which biogas | 0 | 0 | 21.6187 | 52.0146 | 148.9205 | 255.9549 | 351.4504 | 453.4777 | 551.989 | 642.8669 | 769.1697 | 0 | 21.2865 | 8.966 | 4.6181 | 3.3735
Methanol & ethanol | 0 | 0 | 81.6437 | 109.7507 | 364.4287 | 511.6519 | 610.4616 | 669.074 | 769.8534 | 857.023 | 881.5663 | 0 | 16.1366 | 5.2942 | 2.347 | 1.3642
Liquified hydrogen | 0 | 0 | 0 | 1.4242 | 10.092 | 38.3804 | 176.8798 | 420.1982 | 1077.2876 | 1673.0702 | 2355.3324 | 0 | 0 | 33.1588 | 19.8024 | 8.1364
Electricity | 4639.3126 | 4522.9063 | 4303.1654 | 4668.9291 | 5703.4098 | 6693.9543 | 8315.3163 | 9680.5719 | 11097.3644 | 12544.206 | 13858.4277 | -0.74933 | 2.8572 | 3.8423 | 2.9281 | 2.2467
Electricity in road transport (%) | 0 | 0 | 0 | 0.0057699 | 0.21749 | 0.41426 | 0.86851 | 1.2149 | 1.5459 | 1.9246 | 2.2697 | 0 | 0 | 14.8507 | 5.9351 | 3.9154
Biofuels in total fuels (excl.hydrogen and electricity) (%) | 0.21043 | 0.91091 | 3.6928 | 4.6016 | 6.1427 | 6.1782 | 6.2409 | 6.2881 | 6.3 | 6.5084 | 6.5748 | 33.1758 | 5.2205 | 0.15859 | 0.094404 | 0.42774
Vehicles efficiency
Passenger transport activity (toe/Mpkm) | 38.5667 | 37.3781 | 35.5898 | 33.3512 | 29.7152 | 27.0387 | 24.8592 | 23.5839 | 22.649 | 21.8693 | 21.2323 | -0.80009 | -1.7878 | -1.7685 | -0.92678 | -0.64386
Road transport | 42.8813 | 41.9732 | 41.0501 | 38.5458 | 34.2129 | 31.2628 | 29.243 | 28.1745 | 27.4168 | 26.7241 | 26.2119 | -0.43547 | -1.8054 | -1.5574 | -0.64277 | -0.44841
Public road transport | 15.9892 | 16.143 | 16.7459 | 16.5594 | 16.2689 | 15.835 | 15.3645 | 15.0573 | 14.8263 | 14.623 | 14.4714 | 0.46345 | -0.28854 | -0.57032 | -0.35596 | -0.24197
Private cars | 46.5122 | 45.272 | 44.0042 | 41.1999 | 36.3119 | 33.0129 | 30.7668 | 29.6022 | 28.7751 | 28.0257 | 27.4736 | -0.55276 | -1.9031 | -1.6434 | -0.66704 | -0.46177
Motorcycles | 32.9753 | 32.2449 | 31.8399 | 31.3577 | 30.4682 | 29.5609 | 28.977 | 28.3576 | 27.8879 | 27.3535 | 26.9539 | -0.34978 | -0.43941 | -0.50055 | -0.38235 | -0.34007
Rail | 7.1315 | 6.1503 | 5.7094 | 5.4299 | 5.1103 | 4.8905 | 4.6194 | 4.4354 | 4.2678 | 4.0942 | 3.9489 | -2.1995 | -1.1024 | -1.0049 | -0.78848 | -0.77364
Aviation(3) | 32.1039 | 31.387 | 27.5617 | 26.5768 | 24.6389 | 22.6388 | 20.0919 | 18.5816 | 17.6017 | 16.9118 | 16.3246 | -1.5139 | -1.1147 | -2.0194 | -1.3145 | -0.75036
Inland navigation | 75.8177 | 33.6143 | 33.7432 | 29.6117 | 29.061 | 28.653 | 28.2686 | 27.9076 | 27.4595 | 27.039 | 26.5626 | -7.7765 | -1.4827 | -0.27605 | -0.29 | -0.3315
Freight transport activity (toe/Mtkm) | 32.7869 | 34.2542 | 33.4471 | 32.1119 | 30.4878 | 28.9465 | 27.6778 | 26.9757 | 26.2826 | 25.7438 | 25.3359 | 0.19957 | -0.92212 | -0.96232 | -0.5159 | -0.36618
Trucks | 42.3418 | 42.7768 | 42.524 | 40.9965 | 38.8448 | 36.8021 | 35.0921 | 34.2437 | 33.5013 | 32.9177 | 32.5379 | 0.042938 | -0.90086 | -1.0109 | -0.46284 | -0.29135
Rail | 12.2249 | 11.5751 | 10.8675 | 10.4408 | 10.0456 | 9.69 | 9.3693 | 9.0243 | 8.5751 | 8.105 | 7.6703 | -1.1702 | -0.78333 | -0.69454 | -0.88177 | -1.1089
Inland navigation | 9.978 | 15.7241 | 12.1744 | 10.6667 | 10.5146 | 10.3883 | 10.279 | 10.2068 | 10.1147 | 9.9694 | 9.8397 | 2.0094 | -1.455 | -0.22636 | -0.16095 | -0.27531
Energy intensity
Income related (toe/MEuro'13) | 30.4093 | 29.5136 | 27.8715 | 26.6679 | 24.1201 | 22.1307 | 20.4685 | 19.1001 | 17.8761 | 16.7863 | 15.7606 | -0.86765 | -1.4352 | -1.6282 | -1.3451 | -1.2516
Passenger transport (household income related) | 40.9942 | 38.3359 | 36.5224 | 34.802 | 30.6982 | 27.5492 | 24.9573 | 22.9659 | 21.2728 | 19.8146 | 18.4665 | -1.1484 | -1.7222 | -2.0491 | -1.5847 | -1.4047
Freight transport (GDP related) | 6.6985 | 7.245 | 6.6309 | 6.4666 | 6.246 | 5.9813 | 5.7363 | 5.4485 | 5.1426 | 4.8443 | 4.5559 | -0.10148 | -0.59619 | -0.84762 | -1.0866 | -1.2041
Population related (toe/capita) | 0.70601 | 0.74131 | 0.71856 | 0.70837 | 0.68808 | 0.67201 | 0.66193 | 0.66234 | 0.66706 | 0.67259 | 0.67961 | 0.17632 | -0.43241 | -0.38679 | 0.077188 | 0.18659
Passenger transport | 0.55049 | 0.55933 | 0.54761 | 0.5366 | 0.5099 | 0.49039 | 0.47642 | 0.4734 | 0.47516 | 0.47849 | 0.48316 | -0.052513 | -0.71084 | -0.67683 | -0.026596 | 0.16706
Freight transport | 0.15552 | 0.18198 | 0.17095 | 0.17177 | 0.17818 | 0.18162 | 0.18551 | 0.18894 | 0.1919 | 0.1941 | 0.19645 | 0.95056 | 0.41514 | 0.40359 | 0.33938 | 0.23482
CO2 EMISSIONS (in kt CO2) | 1000646.4907 | 1074962.5247 | 1033380.041 | 1019688.1145 | 980037.6182 | 959345.3935 | 943267.6653 | 942823.01 | 947242.4983 | 949333.2156 | 952916.6255 | 0.32241 | -0.52859 | -0.38168 | 0.042059 | 0.059741
Road transport | 836577.6404 | 893840.7685 | 859015.4114 | 836325.8727 | 787008.0038 | 760401.9361 | 746123.0305 | 743478.5237 | 742397.4877 | 740125.0928 | 738204.4522 | 0.26503 | -0.87166 | -0.53206 | -0.050045 | -0.056624
Rail | 10891.3369 | 9710.6217 | 8671.8174 | 8048.0135 | 7902.3653 | 7859.4728 | 7606.0415 | 7039.5899 | 6127.6119 | 4996.9951 | 3956.2329 | -2.2531 | -0.92486 | -0.38146 | -2.1382 | -4.2808
Aviation | 134899.2288 | 150181.4913 | 147987.9615 | 160232.5078 | 169810.2046 | 175235.3662 | 173166.8938 | 175476.8782 | 181423.1213 | 186764.2586 | 193146.0276 | 0.93033 | 1.385 | 0.19594 | 0.46685 | 0.62811
Inland navigation | 18278.2846 | 21229.6431 | 17704.8508 | 15081.7206 | 15317.0445 | 15848.6184 | 16371.6994 | 16828.0182 | 17294.2773 | 17446.8691 | 17609.9129 | -0.31824 | -1.4383 | 0.6681 | 0.54972 | 0.18103
Carbon intensity (in t CO2/toe) | 2.9299 | 2.9489 | 2.8753 | 2.8478 | 2.7926 | 2.7815 | 2.7624 | 2.7458 | 2.727 | 2.7029 | 2.6841 | -0.18814 | -0.29145 | -0.10844 | -0.12892 | -0.15859
Road transport | 2.9632 | 2.9785 | 2.8887 | 2.8611 | 2.7982 | 2.7879 | 2.7687 | 2.7528 | 2.7341 | 2.712 | 2.6912 | -0.25421 | -0.31796 | -0.10568 | -0.12574 | -0.15788
Rail | 1.3333 | 1.2664 | 1.2165 | 1.0882 | 1.005 | 0.94497 | 0.88061 | 0.79419 | 0.67753 | 0.55267 | 0.43868 | -0.91335 | -1.891 | -1.313 | -2.5875 | -4.2536
Aviation | 3.0061 | 3.0061 | 3.0061 | 3.0061 | 3.0061 | 3.0061 | 3.0061 | 2.9988 | 2.9892 | 2.9582 | 2.9495 | 9.3212e-10 | 0 | 0 | -0.056112 | -0.13361
Inland navigation | 2.9691 | 3.1229 | 3.121 | 2.9858 | 2.8717 | 2.8626 | 2.8535 | 2.8465 | 2.8417 | 2.8348 | 2.829 | 0.50023 | -0.82922 | -0.063253 | -0.041517 | -0.044754
Final Energy Demand in other sectors classified in transport (in ktoe)(4),(5) | 2016 | 3298.3 | 2522 | 2775.8806 | 2888.1278 | 2978.6465 | 3014.0807 | 3095.9243 | 3157.6674 | 3210.0445 | 3205.2103 | 2.2646 | 1.3648 | 0.42778 | 0.46647 | 0.14955
Oil | 2 | 3.1 | 1 | 0.96233 | 1.046 | 1.0959 | 1.1455 | 1.1829 | 1.2312 | 1.2365 | 1.2121 | -6.6967 | 0.4511 | 0.9121 | 0.72444 | -0.15582
Gas | 432.2 | 2064.5 | 1357.4 | 1582.7208 | 1575.5889 | 1588.3894 | 1546.8854 | 1559.3652 | 1556.5474 | 1557.3841 | 1503.9946 | 12.125 | 1.5017 | -0.18369 | 0.062286 | -0.34287
Electricity | 1581.8 | 1230.7 | 1163.6 | 1192.1975 | 1311.4928 | 1389.1612 | 1466.0498 | 1535.3762 | 1599.8888 | 1651.4239 | 1700.0035 | -3.0238 | 1.2037 | 1.1203 | 0.87745 | 0.60881
CO2 EMISSIONS in other sectors classified in transport (in kt CO2)(4),(5) | 1021.328 | 4858.6079 | 3191.2975 | 3720.404 | 3703.9123 | 3734.132 | 3636.8028 | 3666.2307 | 3659.762 | 3661.7439 | 3536.2696 | 12.0676 | 1.5008 | -0.18268 | 0.062952 | -0.34267
(1) Including light commercial vehicles.
(2) Domestic and international intra-EU aviation activity.
(3) Calculated based on aviation activity covering domestic, international intra-EU and international extra-EU to ensure higher consistency with bunker fuels.
(4) As in EUROSTAT balances , fuel consumption of airport utility vehicles, port cranes and pipeline transport are classified in final demand of transport.
(5) Fuel consumption other than electricity of airport utility vehicles, port cranes are classified in PRIMES model in final demand of road transport.
Source: PRIMES

## transport_detail
EU28:Reference scenario(REF2015f) | [15 empty] | TRANSPORT SECTOR
| 2005 | 2010 | 2015 | 2020 | 2025 | 2030 | 2035 | 2040 | 2045 | 2050 | '95-'00 | '00-'10 | '10-'20 | '20-'30 | '30-'40 | '40-'50
Annual % Change
Transport activity - details
Passenger rail (Gpkm) | 463.7624 | 498.9794 | 539.937 | 590.8015 | 644.4912 | 692.7388 | 739.2248 | 788.0942 | 833.1749 | 878.247 | 0 | 0 | 1.7035 | 1.6045 | 1.298 | 1.089
Conventional rail | 299.771 | 300.9266 | 322.4007 | 340.6323 | 367.3592 | 385.5823 | 405.8539 | 429.0128 | 449.233 | 469.5364 | 0 | 0 | 1.2471 | 1.2472 | 1.073 | 0.90668
High speed rail | 80.113 | 105.8694 | 119.8849 | 148.4659 | 170.0847 | 194.8819 | 216.9396 | 238.9657 | 260.3395 | 282.0577 | 0 | 0 | 3.4393 | 2.7577 | 2.0602 | 1.6717
Tram and metro | 83.8784 | 92.1835 | 97.6514 | 101.7033 | 107.0474 | 112.2746 | 116.4312 | 120.1158 | 123.6023 | 126.6529 | 0 | 0 | 0.98763 | 0.99379 | 0.67737 | 0.53135
International extra-EU aviation | 1063.3294 | 1246.6862 | 1397.8943 | 1599.5586 | 1798.8783 | 2006.6971 | 2205.1127 | 2417.2405 | 2629.1806 | 2834.3385 | 0 | 0 | 2.5237 | 2.2935 | 1.8788 | 1.6046
Road freight (Gtkm) | 1853.1726 | 1808.8102 | 1914.9713 | 2109.4994 | 2276.6338 | 2445.6267 | 2563.5692 | 2672.0509 | 2762.904 | 2834.5294 | 0 | 0 | 1.5497 | 1.4895 | 0.88938 | 0.59204
of which international road freight transit | 169.7616 | 164.4818 | 179.013 | 201.205 | 218.6534 | 237.3156 | 250.7435 | 263.2082 | 273.4842 | 282.716 | 0 | 0 | 2.0357 | 1.6644 | 1.0409 | 0.71754
Maritime freight (Gtkm) | 13843.7128 | 13408.2944 | 15209.5666 | 16182.7209 | 17226.9781 | 18361.8718 | 19338.6425 | 20529.6166 | 21696.8418 | 22865.5476 | 0 | 0 | 1.8985 | 1.2713 | 1.1222 | 1.0835
Inland navigation | 343.157 | 353.7749 | 361.3459 | 389.1587 | 410.5785 | 431.5093 | 448.5566 | 467.4964 | 479.7365 | 492.4748 | 0 | 0 | 0.95782 | 1.0384 | 0.80424 | 0.52187
International maritime (bunkers) | 13500.5558 | 13054.5195 | 14848.2207 | 15793.5622 | 16816.3995 | 17930.3626 | 18890.0859 | 20062.1202 | 21217.1053 | 22373.0728 | 0 | 0 | 1.9229 | 1.277 | 1.1297 | 1.0962
Marine bunkers
Bunker fuels (ktoe) | 50249.3 | 49249.3 | 54863.5125 | 56732.0762 | 58645.1541 | 60960.1505 | 62592.5415 | 64800.8249 | 67319.7863 | 70150.9474 | 0 | 0 | 1.4245 | 0.7214 | 0.61285 | 0.79646
CO2 emissions (kt CO2) | 161616.0264 | 158379.0337 | 175935.0358 | 181021.7378 | 186231.003 | 193124.2536 | 196876.9591 | 202661.4652 | 209568.07 | 217818.4968 | 0 | 0 | 1.3452 | 0.64927 | 0.4832 | 0.72386
| 0 | 0 | 0 | 0 | 0 | 0 | 0 | 0 | 0 | 0 | 0 | 0 | 0 | 0 | 0 | 0
Total stock per category and per fuel (in thousand vehicles) | 253341.627 | 275517.8582 | 292898.1256 | 306896.7595 | 314980.3476 | 322415.3271 | 333779.688 | 343366.1776 | 350245.2438 | 357520.5157 | 0 | 0 | 1.0844 | 0.49451 | 0.63155 | 0.40477
Light duty vehicles (passenger cars, vans) | 246779.506 | 268822.9092 | 284979.3754 | 298060.7855 | 305486.6402 | 312441.226 | 323192.8935 | 332239.1918 | 338700.2325 | 345663.0401 | 0 | 0 | 1.0378 | 0.4723 | 0.61628 | 0.39688
Diesel Conventional | 82094.7002 | 116621.4392 | 135442.4869 | 142493.7382 | 136334.6925 | 130161.1554 | 126119.5781 | 119131.1345 | 112091.9011 | 106009.1544 | 0 | 0 | 2.0239 | -0.90116 | -0.88158 | -1.1602
Diesel Hybrid | 0 | 86.5539 | 662.0361 | 9140.7129 | 21727.7465 | 31504.0258 | 39125.646 | 45843.9846 | 51261.2691 | 56396.6518 | 0 | 0 | 59.3563 | 13.1719 | 3.8225 | 2.0933
Diesel plug-in hybrid | 0 | 0 | 36.4124 | 1371.8899 | 2738.2752 | 5543.4844 | 8116.0885 | 10864.6377 | 13999.9733 | 16828.9834 | 0 | 0 | 0 | 14.9864 | 6.9605 | 4.473
Gasoline Conventional | 158260.5175 | 144695.9255 | 137940.6287 | 119926.4294 | 103367.1148 | 88084.7213 | 80064.156 | 72468.7241 | 64466.7374 | 58156.5657 | 0 | 0 | -1.86 | -3.0387 | -1.9325 | -2.1761
Gasoline Hybrid | 24.6748 | 190.7438 | 1725.4537 | 10322.1266 | 21996.8478 | 31333.7257 | 39151.9537 | 47605.9227 | 54387.8307 | 59730.4879 | 0 | 0 | 49.05 | 11.744 | 4.2713 | 2.2948
Gasoline plug-in hybrid | 0 | 0 | 34.8485 | 1534.1301 | 2949.8644 | 5101.6383 | 6355.3627 | 7279.5038 | 8058.419 | 8680.2416 | 0 | 0 | 0 | 12.7677 | 3.619 | 1.7754
LPG | 5551.8817 | 5822.5282 | 7005.7016 | 8294.8623 | 8705.8656 | 8896.8082 | 8772.6296 | 9036.6416 | 9306.8681 | 9425.6837 | 0 | 0 | 3.6024 | 0.70302 | 0.15607 | 0.4224
CNG | 847.7318 | 1341.882 | 1966.2051 | 3616.5242 | 4870.4566 | 5733.7092 | 6009.9653 | 6096.6122 | 6331.7177 | 6468.1235 | 0 | 0 | 10.4225 | 4.7163 | 0.61559 | 0.59328
Electric | 0 | 0 | 25.0778 | 872.3593 | 2017.5437 | 4849.8674 | 7585.1425 | 10367.0474 | 13427.5276 | 16520.9889 | 0 | 0 | 0 | 18.7144 | 7.8928 | 4.7703
Other | 0 | 63.8365 | 140.5247 | 488.0126 | 778.233 | 1232.0902 | 1892.3712 | 3544.9832 | 5367.9884 | 7446.1592 | 0 | 0 | 22.5565 | 9.7037 | 11.1469 | 7.704
Heavy duty vehicles (heavy goods vehicles, buses and coaches) | 6562.121 | 6694.949 | 7918.7503 | 8835.9741 | 9493.7074 | 9974.101 | 10586.7945 | 11126.9858 | 11545.0113 | 11857.4756 | 0 | 0 | 2.8136 | 1.219 | 1.0998 | 0.63788
Diesel Conventional | 6554.014 | 6684.8497 | 7897.6348 | 8711.8141 | 9021.2575 | 8869.7456 | 8736.3005 | 8564.2551 | 8339.0311 | 8129.7455 | 0 | 0 | 2.6837 | 0.17982 | -0.34988 | -0.51932
Diesel Hybrid | 0 | 3.4202 | 13.2052 | 105.6865 | 375.5119 | 840.5442 | 1355.072 | 1852.1282 | 2304.0458 | 2658.0927 | 0 | 0 | 40.9279 | 23.0422 | 8.2209 | 3.6788
LPG | 3.6446 | 2.9334 | 2.7929 | 3.616 | 7.7517 | 13.937 | 20.349 | 26.5597 | 33.4254 | 39.3182 | 0 | 0 | 2.114 | 14.4444 | 6.6609 | 4.0009
LNG | 4.4624 | 3.7457 | 5.117 | 14.8374 | 88.6659 | 246.7992 | 469.5365 | 676.1587 | 858.9445 | 1019.753 | 0 | 0 | 14.758 | 32.4642 | 10.6039 | 4.1945
Electric | 0 | 0 | 0.0002883 | 0.016149 | 0.49709 | 3.0079 | 5.4155 | 7.6713 | 9.1884 | 10.0103 | 0 | 0 | 0 | 68.6599 | 9.8148 | 2.697
Other | 0 | 0 | 9.5696e-05 | 0.003943 | 0.02328 | 0.067197 | 0.12101 | 0.21282 | 0.37613 | 0.55588 | 0 | 0 | 0 | 32.7858 | 12.219 | 10.077
Passenger car specific CO2 emissions (gCO2/km) | 201.7366 | 186.675 | 173.2887 | 148.1656 | 133.4974 | 122.9142 | 117.0719 | 112.2469 | 107.9556 | 104.4094 | 0 | 0 | -2.2839 | -1.8511 | -0.90375 | -0.72119
Source: PRIMES

## power generation
EU28:Reference scenario(REF2015f) | [15 empty] | POWER GENERATION SECTOR (1,2)
| 2000 | 2005 | 2010 | 2015 | 2020 | 2025 | 2030 | 2035 | 2040 | 2045 | 2050 | '00-'10 | '10-'20 | '20-'30 | '30-'40 | '40-'50
Annual % Change
Electricity consumption (in GWh) | 3028970.9302 | 3305950 | 3341436.0465 | 3271786.9568 | 3375141.9416 | 3439692.189 | 3529565.0618 | 3634472.9042 | 3760074.5835 | 3900279.8814 | 4063490.2314 | 0.98661 | 0.10042 | 0.44837 | 0.63465 | 0.77905
Final energy demand | 2530740.6977 | 2785443.0233 | 2842686.0465 | 2802440.1802 | 2914908.5468 | 2991133.7057 | 3083392.7632 | 3190370.7227 | 3316685.9269 | 3450782.8642 | 3573720.2175 | 1.1692 | 0.25121 | 0.5635 | 0.73202 | 0.7492
Industry (incl.electricity for process CCS) | 1061082.5581 | 1132650 | 1029450 | 1001364.5397 | 1039371.9102 | 1051879.9158 | 1046617.7683 | 1056515.7221 | 1076417.7496 | 1103183.8373 | 1133037.8797 | -0.30219 | 0.095965 | 0.069496 | 0.28114 | 0.51395
Households | 713813.607 | 798094.3887 | 845477.907 | 833643.1702 | 850813.3761 | 867656.9772 | 892084.0188 | 929512.1936 | 972075.9593 | 1021585.8136 | 1071025.5952 | 1.7072 | 0.062927 | 0.4748 | 0.86243 | 0.97409
Tertiary | 683506.1604 | 787819.5648 | 904217.4419 | 899279.8358 | 943154.6256 | 977607.0979 | 1030954.16 | 1073924.8059 | 1120549.739 | 1160947.7494 | 1188744.7519 | 2.8379 | 0.42249 | 0.89407 | 0.83683 | 0.59253
Transport | 72338.3721 | 66879.0698 | 63540.6977 | 68152.6346 | 81568.6349 | 93989.7148 | 113736.816 | 130418.0012 | 147642.479 | 165065.4639 | 180911.9908 | -1.2884 | 2.5291 | 3.3803 | 2.6434 | 2.053
Energy branch | 281745.3488 | 301317.4419 | 287258.1395 | 262667.9172 | 250543.8211 | 238695.8096 | 233052.5947 | 227538.327 | 222656.7252 | 224642.4283 | 262317.1614 | 0.19396 | -1.3582 | -0.72108 | -0.45529 | 1.6527
Own consumption & pumping | 174606.9767 | 186469.7674 | 178659.3023 | 172845.3612 | 164741.0758 | 155281.5915 | 149513.5476 | 143524.4275 | 134039.0918 | 131633.3419 | 158376.1501 | 0.22969 | -0.80778 | -0.96519 | -1.0866 | 1.6824
Refineries & other uses | 107138.3721 | 114847.6744 | 108598.8372 | 89822.5559 | 85802.7453 | 83414.2181 | 83539.0471 | 84013.8995 | 88617.6334 | 93009.0864 | 103941.0113 | 0.13549 | -2.3286 | -0.26701 | 0.59191 | 1.6077
Transmission and distribution losses | 216193.0233 | 219175.5814 | 210920.9302 | 206678.8594 | 209689.5737 | 209862.6737 | 213119.7039 | 216563.8544 | 220731.9314 | 224854.5889 | 227452.8525 | -0.24658 | -0.058534 | 0.16239 | 0.35157 | 0.30039
Electricity supply (in GWh) | 3028970.9302 | 3305950 | 3341436.0465 | 3271786.9568 | 3375141.9416 | 3439692.189 | 3529565.0618 | 3634472.9042 | 3760074.5835 | 3900279.8814 | 4063490.2314 | 0.98661 | 0.10042 | 0.44837 | 0.63465 | 0.77905
Net imports | 23598.8372 | 16418.6047 | 8277.907 | 20477.7083 | 17456.5293 | 9055.3831 | 2036.7629 | 1704.8078 | 262.24 | 183.6356 | -246.6977 | -9.946 | 7.7466 | -19.3326 | -18.5341 | 0
Nuclear power plants production | 944823.2558 | 997517.4419 | 916444.186 | 867402.1621 | 772986.0131 | 717745.8935 | 777743.0879 | 789909.4302 | 734052.8563 | 732443.294 | 736531.7563 | -0.3045 | -1.688 | 0.061372 | -0.57648 | 0.033719
Generation from hydro, wind, solar, tidal etc. | 379124.4186 | 384519.7674 | 548273.2558 | 740961.5076 | 994007.8639 | 1096978.1084 | 1221819.2509 | 1265759.5946 | 1386018.502 | 1590185.5026 | 1836866.3321 | 3.758 | 6.1303 | 2.0849 | 1.2689 | 2.8563
Thermal power plants production (incl. biomass/waste) | 1681424.4186 | 1907494.186 | 1868440.6977 | 1642945.5787 | 1590691.5354 | 1615912.8041 | 1527965.96 | 1577099.0716 | 1639740.9851 | 1577467.4493 | 1490338.8408 | 1.0602 | -1.5965 | -0.40151 | 0.70851 | -0.9508
of which in CHP power plants | 340954.8688 | 411826.7755 | 419960.6725 | 396625.9473 | 343002.355 | 387118.1996 | 416400.2483 | 459461.9776 | 479952.0313 | 521785.7742 | 532787.1909 | 2.106 | -2.0039 | 1.958 | 1.4305 | 1.0498
Distributed Steam/Heat consumption (in GWh) | 615782.1808 | 706805.6929 | 724410.8858 | 670062.5795 | 689453.9731 | 704126.616 | 727915.386 | 732245.7451 | 753049.2238 | 750322.5227 | 751742.2285 | 1.6379 | -0.49337 | 0.54432 | 0.34003 | -0.01737
Final energy demand | 535392.8131 | 609595.3488 | 614826.7442 | 570488.0534 | 592266.3392 | 608798.5038 | 631931.6554 | 633837.4477 | 652744.7252 | 654104.1011 | 659305.2392 | 1.393 | -0.37314 | 0.65035 | 0.32457 | 0.10005
Industry | 132810.6973 | 180943.0233 | 167619.7674 | 163214.6323 | 184435.7913 | 208080.4657 | 233647.6085 | 232864.0679 | 246496.076 | 245637.486 | 248970.4068 | 2.355 | 0.96062 | 2.3933 | 0.53676 | 0.09993
Households | 272305.8724 | 292851.4556 | 288334.1549 | 273508.5775 | 278229.0752 | 272839.7312 | 275636.2343 | 282566.4085 | 288638.7099 | 291143.1303 | 294632.5213 | 0.57358 | -0.35612 | -0.093584 | 0.462 | 0.20574
Tertiary | 130276.2435 | 135800.8699 | 158872.8218 | 133764.8437 | 129601.4728 | 127878.3069 | 122647.8126 | 118406.9713 | 117609.9393 | 117323.4848 | 115702.3111 | 2.0043 | -2.0158 | -0.54995 | -0.41856 | -0.1634
Energy branch | 30634.6236 | 44882.5581 | 46510.4651 | 47560.7063 | 48471.7369 | 50571.1074 | 54703.4042 | 60386.5232 | 65058.9286 | 64025.9138 | 63269.6132 | 4.2639 | 0.41389 | 1.2168 | 1.7488 | -0.27849
Transmission and distribution losses | 48759.3953 | 54483.5999 | 62344.6067 | 52057.3465 | 48765.0205 | 44804.7131 | 41326.2032 | 38066.5684 | 35289.6941 | 32236.3827 | 29208.8302 | 2.4882 | -2.4267 | -1.6415 | -1.5667 | -1.8734
Distributed Steam/Heat supply (in GWh) | 615782.1808 | 706805.6929 | 724410.8858 | 670062.5795 | 689453.9731 | 704126.616 | 727915.386 | 732245.7451 | 753049.2238 | 750322.5227 | 751742.2285 | 1.6379 | -0.49337 | 0.54432 | 0.34003 | -0.01737
CHP power plants production (A) | 454981.8147 | 534808.6038 | 540013.0742 | 502926.774 | 521710.9697 | 542285.3634 | 567866.1363 | 573259.1636 | 592925.7965 | 591287.3314 | 593423.9255 | 1.7281 | -0.3442 | 0.85132 | 0.43277 | 0.008398
District Heating units production | 160800.3661 | 171997.0891 | 184397.8116 | 167135.8055 | 167743.0034 | 161841.2526 | 160049.2497 | 158986.5815 | 160123.4273 | 159035.1912 | 158318.303 | 1.3787 | -0.94216 | -0.46841 | 0.0046337 | -0.11331
Gross Electricity generation by fuel type (in GWh) | 3005547.8813 | 3289990.7532 | 3332772.6555 | 3251309.2485 | 3357685.4124 | 3430636.806 | 3527528.2989 | 3632768.0964 | 3759812.3434 | 3900096.2458 | 4063736.9292 | 1.0388 | 0.074501 | 0.49468 | 0.63975 | 0.78037
Nuclear energy | 944993 | 997699 | 916610 | 867402.1621 | 772986.0131 | 717745.8935 | 777743.0879 | 789909.4302 | 734052.8563 | 732443.294 | 736531.7563 | -0.30449 | -1.6898 | 0.061372 | -0.57648 | 0.033719
Renewables | 431137.3184 | 477993.8841 | 700226.1284 | 936389.4518 | 1214604.1663 | 1354163.5747 | 1512772.8969 | 1590594.0528 | 1757017.2823 | 1978684.6077 | 2235269.0195 | 4.9693 | 5.6622 | 2.2195 | 1.508 | 2.4367
Hydro | 357072 | 312372 | 375785 | 362414.7751 | 375588.9732 | 375480.65 | 378979.1292 | 386753.384 | 395408.9996 | 408336.6783 | 421101.0334 | 0.5121 | -0.0052177 | 0.089898 | 0.4253 | 0.63151
Wind | 22254 | 70455 | 149278 | 274277.8572 | 462719.8528 | 527399.1496 | 608459.6377 | 619197.1164 | 691880.476 | 821486.4845 | 979998.4486 | 20.9647 | 11.9779 | 2.7759 | 1.2931 | 3.5427
Solar, tidal etc. | 625 | 1939 | 23747 | 104268.8754 | 155699.0379 | 194098.3088 | 234380.484 | 259809.0942 | 298729.0263 | 360362.3398 | 435766.8501 | 43.8709 | 20.689 | 4.175 | 2.4556 | 3.8479
Biomass & waste | 46401.3184 | 87830.8841 | 145814.1284 | 188812.5601 | 213112.1264 | 249701.2902 | 283469.4698 | 317350.2821 | 363514.6042 | 381476.143 | 391379.7253 | 12.1313 | 3.8678 | 2.8939 | 2.5183 | 0.74132
Geothermal heat | 4785 | 5397 | 5602 | 6615.384 | 7484.1761 | 7484.1761 | 7484.1761 | 7484.1761 | 7484.1761 | 7022.9621 | 7022.9621 | 1.5889 | 2.939 | 0 | 0 | -0.63404
Fossil fuels | 1629417.5629 | 1814297.869 | 1715936.5271 | 1447517.6346 | 1370095.2329 | 1358727.3378 | 1237012.3141 | 1252264.6134 | 1268742.2048 | 1188968.3442 | 1091936.1534 | 0.5187 | -2.2256 | -1.0166 | 0.25359 | -1.4895
Coal and lignite | 933855 | 965565 | 830393 | 846834.0221 | 767262.0572 | 655378.3456 | 562741.2624 | 441534.2875 | 329407.1718 | 231324.3571 | 251549.4333 | -1.1674 | -0.78759 | -3.0525 | -5.2144 | -2.6605
Petroleum products | 181296 | 142772 | 86899 | 34608.9436 | 21834.645 | 21271.2763 | 19340.7794 | 14189.4424 | 13973.9809 | 12188.1016 | 4844.4505 | -7.09 | -12.901 | -1.2055 | -3.1979 | -10.0518
Natural gas | 480681.5629 | 670174.8691 | 764055.5272 | 537492.5587 | 554568.1581 | 651890.5739 | 629744.2567 | 774138.2117 | 905698.837 | 927309.8827 | 818734.5994 | 4.7434 | -3.1537 | 1.2794 | 3.7008 | -1.0044
Coke & blast-furnace gasses | 33585 | 35786 | 34589 | 28582.1101 | 26430.3725 | 30187.142 | 25186.0156 | 22402.6718 | 19662.215 | 18146.0029 | 16807.6702 | 0.295 | -2.6544 | -0.48109 | -2.4455 | -1.5564
Other fuels (hydrogen, methanol)(D) | 0 | 0 | 0 | 0 | 0 | 0 | 0 | 0 | 0 | 0 | 0 | 0 | 0 | 0 | 0 | 0
Gross Electricity generation by fuel type (in %) | 100 | 100 | 100 | 100 | 100 | 100 | 100 | 100 | 100 | 100 | 100
Nuclear energy | 31.4416 | 30.3253 | 27.5029 | 26.6785 | 23.0214 | 20.9217 | 22.0478 | 21.744 | 19.5237 | 18.7801 | 18.1245
Renewables | 14.3447 | 14.5287 | 21.0103 | 28.8004 | 36.1739 | 39.4727 | 42.8848 | 43.7846 | 46.7315 | 50.7343 | 55.0053
Hydro | 11.8804 | 9.4946 | 11.2754 | 11.1467 | 11.1859 | 10.9449 | 10.7435 | 10.6462 | 10.5167 | 10.4699 | 10.3624
Wind | 0.74043 | 2.1415 | 4.4791 | 8.4359 | 13.7809 | 15.3732 | 17.2489 | 17.0448 | 18.402 | 21.0632 | 24.1157
Solar, tidal etc. | 0.020795 | 0.058936 | 0.71253 | 3.207 | 4.6371 | 5.6578 | 6.6443 | 7.1518 | 7.9453 | 9.2398 | 10.7233
Biomass & waste | 1.5439 | 2.6696 | 4.3752 | 5.8073 | 6.347 | 7.2786 | 8.0359 | 8.7358 | 9.6684 | 9.7812 | 9.631
Geothermal heat | 0.15921 | 0.16404 | 0.16809 | 0.20347 | 0.2229 | 0.21816 | 0.21216 | 0.20602 | 0.19906 | 0.18007 | 0.17282
Fossil fuels | 54.2137 | 55.146 | 51.4868 | 44.5211 | 40.8048 | 39.6057 | 35.0674 | 34.4714 | 33.7448 | 30.4856 | 26.8702
Coal and lignite | 31.071 | 29.3486 | 24.916 | 26.0459 | 22.8509 | 19.1037 | 15.9528 | 12.1542 | 8.7613 | 5.9312 | 6.1901
Petroleum products | 6.032 | 4.3396 | 2.6074 | 1.0645 | 0.65029 | 0.62004 | 0.54828 | 0.3906 | 0.37167 | 0.31251 | 0.11921
Natural gas | 15.9931 | 20.3701 | 22.9255 | 16.5316 | 16.5164 | 19.002 | 17.8523 | 21.3099 | 24.0889 | 23.7766 | 20.1473
Coke & blast-furnace gasses | 1.1174 | 1.0877 | 1.0378 | 0.8791 | 0.78716 | 0.87993 | 0.71398 | 0.61668 | 0.52296 | 0.46527 | 0.4136
Other fuels (hydrogen, methanol)(D) | 0 | 0 | 0 | 0 | 0 | 0 | 0 | 0 | 0 | 0 | 0
Fuel input in thermal power plants (in ktoe) | 388346.1113 | 430898.521 | 416775.5486 | 351894.4808 | 338506.479 | 336440.4904 | 311420.0592 | 298373.617 | 292514.1576 | 269130.2966 | 257872.9483 | 0.70901 | -2.0586 | -0.83054 | -0.62434 | -1.2525
Solids | 223607.56 | 229335.35 | 197693.7 | 200223.3855 | 177078.6359 | 151231.3067 | 128799.7625 | 98446.968 | 73185.0548 | 50653.0375 | 55101.6508 | -1.2242 | -1.0952 | -3.1332 | -5.4959 | -2.7982
Hard coal | 137000.26 | 140652.25 | 114970.8 | 122667.3235 | 102608.3672 | 79869.6755 | 67345.5788 | 46564.7145 | 26396.8902 | 15253.5658 | 5097.0104 | -1.7378 | -1.1311 | -4.1234 | -8.9407 | -15.1648
Lignite and other solid fuels | 86607.3 | 88683.1 | 82722.9 | 77556.062 | 74470.2687 | 71361.6312 | 61454.1837 | 51882.2535 | 46788.1647 | 35399.4717 | 50004.6404 | -0.45783 | -1.0455 | -1.9027 | -2.6898 | 0.66707
Oil | 40868.2499 | 32484.8974 | 20566.3 | 7340.1383 | 5019.3113 | 5161.3855 | 4853.6741 | 3615.3071 | 3442.8001 | 3008.3647 | 1202.4711 | -6.6365 | -13.1542 | -0.33501 | -3.3762 | -9.9847
Diesel oil | 2654.4 | 1588.8 | 2660.3 | 187.5435 | 77.8058 | 163.3801 | 103.8319 | 146.3005 | 168.315 | 323.799 | 329.7971 | 0.022205 | -29.7562 | 2.9276 | 4.9492 | 6.9578
Fuel oil and other liquid fuels | 38213.8499 | 30896.0974 | 17906 | 7152.5948 | 4941.5056 | 4998.0054 | 4749.8422 | 3469.0066 | 3274.4851 | 2684.5657 | 872.6741 | -7.3004 | -12.0803 | -0.39481 | -3.6512 | -12.3865
Gas | 105105.4014 | 137667.0726 | 151968.3486 | 100069.1575 | 98665.3347 | 115544.9714 | 109048.7112 | 122997.2779 | 136215.0366 | 135488.4198 | 119532.1959 | 3.7559 | -4.2274 | 1.0056 | 2.2493 | -1.298
Natural gas | 96496.1014 | 128643.4726 | 143280.5486 | 91669.0726 | 91070.3877 | 106859.0741 | 101797.863 | 116696.9692 | 131093.626 | 130727.9687 | 115007.4596 | 4.0322 | -4.4306 | 1.1198 | 2.5615 | -1.3006
Other gas fuels | 8609.3 | 9023.6 | 8687.8 | 8400.0849 | 7594.947 | 8685.8974 | 7250.8482 | 6300.3087 | 5121.4106 | 4760.451 | 4524.7363 | 0.090808 | -1.3354 | -0.46257 | -3.4171 | -1.2311
Biomass & waste | 14650.5 | 26766.201 | 41420.4 | 43077.3607 | 55811.5971 | 62571.2268 | 66786.3114 | 71382.464 | 77739.6662 | 78445.5186 | 80501.6746 | 10.9523 | 3.027 | 1.8114 | 1.5303 | 0.34973
Geothermal heat | 4114.4 | 4645 | 4827.9 | 1184.4388 | 1931.6 | 1931.6 | 1931.6 | 1931.6 | 1931.6 | 1534.9559 | 1534.9559 | 1.612 | -8.7536 | 0 | 0 | -2.2723
Other fuels (hydrogen, methanol)(D) | 0 | 0 | 0 | 0 | 0 | 0 | 0 | 0 | 0 | 0 | 0 | 0 | 0 | 0 | 0 | 0
Fuel input in nuclear power plants (in ktoe) | 243840.9 | 257516 | 236562.3 | 213042.8575 | 188974.3526 | 174738.9699 | 187231.8798 | 187747.7479 | 171123.969 | 165794.9622 | 163824.947 | -0.30258 | -2.221 | -0.092592 | -0.89556 | -0.43495
Fuel input in district heating units (in ktoe) | 15899.4986 | 17445.1274 | 19101.1004 | 16260.688 | 16359.5324 | 15945.4904 | 16331.6177 | 17862.0669 | 22655.8418 | 25010.4279 | 24413.1949 | 1.8515 | -1.5374 | -0.017076 | 3.3273 | 0.74986
Solids | 4416.1 | 3947.9 | 4530.9 | 3738.7144 | 3850.3774 | 3065.8262 | 2595.6751 | 2420.2866 | 1960.1024 | 1517.9783 | 1634.0572 | 0.25697 | -1.6143 | -3.8665 | -2.7694 | -1.8029
Oil | 1669.7 | 1183.6 | 1093.5 | 377.5166 | 73.3262 | 49.8376 | 23.6049 | 23.5805 | 25.3721 | 5.3486 | 5.4083 | -4.1443 | -23.679 | -10.7159 | 0.72457 | -14.3218
Gas | 6652.9986 | 7956.3274 | 7333.9004 | 6397.8609 | 5463.9811 | 4894.9582 | 3751.2491 | 3376.0534 | 2410.4796 | 2084.3013 | 1208.0224 | 0.97916 | -2.9004 | -3.691 | -4.3263 | -6.6752
Biomass & waste | 2721.9 | 3903.4 | 5676.6 | 5185.9743 | 6048.2444 | 6728.3921 | 7231.5949 | 7151.4668 | 7571.7508 | 8093.2414 | 8406.9283 | 7.6271 | 0.63617 | 1.803 | 0.46071 | 1.0518
Electricity, Geothermal, Solar | 29.5 | 218.9 | 249 | 560.6218 | 923.6033 | 1206.4762 | 2729.4937 | 4890.6796 | 10688.1369 | 13309.5583 | 13158.7787 | 23.7764 | 14.0062 | 11.4448 | 14.6257 | 2.1013
Other fuels (hydrogen, methanol) | 0 | 0 | 0 | 0 | 0 | 0 | 0 | 0 | 0 | 0 | 0 | 0 | 0 | 0 | 0 | 0
CO2 EMISSIONS (in kt CO2) | 1406334.042 | 1486780.9594 | 1343989.6836 | 1177930.2966 | 1058686.9216 | 994333.2154 | 865442.3802 | 758543.2315 | 670975.6466 | 541361.3675 | 393384.1353 | -0.45241 | -2.3579 | -1.9953 | -2.513 | -5.1994
Thermal power plants | 1366943.279 | 1447466.8297 | 1303822.2423 | 1145700.7495 | 1029199.6712 | 969180.4151 | 845166.3951 | 740087.7183 | 656812.4236 | 529934.2871 | 383574.5992 | -0.47165 | -2.3374 | -1.9508 | -2.4898 | -5.2366
District heating units | 39390.763 | 39314.1297 | 40167.4413 | 32229.5471 | 29487.2505 | 25152.8003 | 20275.9851 | 18455.5132 | 14163.223 | 11427.0804 | 9809.536 | 0.19544 | -3.0437 | -3.6759 | -3.5243 | -3.6063
(1) Information on installed power generation capacities and selected indicators for electricity production can be found in the second page of this report: "Summary energy balances and indicators (B)" (sheet "indicator")
(2) Due to statistical differences present in Eurostat data, the individual items shown for electricity consumption and supply in 2000 and 2005 do not always add up to the totals shown. In any case, the modelling, being calibrated to the individual supply and consumption items for 2000 and 2005, ensures consistency of consumption and supply numbers for the projection years.
Source: PRIMES

## pg-detail
EU28:Reference scenario(REF2015f) | [15 empty] | POWER GENERATION SECTOR - DETAILS
| 2000 | 2005 | 2010 | 2015 | 2020 | 2025 | 2030 | 2035 | 2040 | 2045 | 2050 | '00-'10 | '10-'20 | '20-'30 | '30-'40 | '40-'50
Annual % Change
Net Installed Power Capacity (in MWe) | 683506.9538 | 739589.0325 | 858627.5794 | 965588.3431 | 1029679.6243 | 1024954.041 | 1059229.7055 | 1048525.6722 | 1088931.3136 | 1172706.5336 | 1283314.5423 | 2.3072 | 1.8333 | 0.28334 | 0.27693 | 1.6561
Nuclear energy | 139594.88 | 136829.12 | 132606.08 | 120797.92 | 114203.76 | 105050.96 | 109904.84 | 108611.88 | 97242.78 | 94984.88 | 92823.92 | -0.5123 | -1.4829 | -0.38296 | -1.2166 | -0.46398
Renewable energy | 128990.043 | 162194.498 | 238637.5893 | 366737.7014 | 475176.9913 | 518762.6506 | 570571.6444 | 584957.6479 | 628282.1108 | 707603.1197 | 807312.6656 | 6.3453 | 7.1301 | 1.8464 | 0.96816 | 2.5389
Hydro (pumping excluded) | 115841 | 119177 | 122922 | 127469.9631 | 131473.4123 | 132043.1526 | 133189.8012 | 134768.762 | 136576.1318 | 139464.6399 | 142001.4637 | 0.59508 | 0.67481 | 0.12979 | 0.25139 | 0.39031
Lakes | 81354.1572 | 84261.0105 | 86891.3576 | 90608.9705 | 92822.0336 | 93218.0643 | 93895.5071 | 94102.9651 | 94171.9874 | 94173.7067 | 94432.1554 | 0.66064 | 0.66244 | 0.11505 | 0.029407 | 0.027593
Run of river | 34486.8428 | 34915.9895 | 36030.6424 | 36860.9926 | 38651.3787 | 38825.0882 | 39294.2941 | 40665.7969 | 42404.1444 | 45290.9331 | 47569.3083 | 0.43888 | 0.7046 | 0.1651 | 0.76458 | 1.156
Wind power | 12730 | 40485 | 85700.9993 | 141580.3788 | 207218.5515 | 228220.9826 | 255388.423 | 257339.0857 | 279259.3834 | 317880.5071 | 367622.2307 | 21.0085 | 9.2306 | 2.1121 | 0.89756 | 2.7873
Wind on-shore | 12676.25 | 39745.55 | 82734.1493 | 130608.5469 | 174123.4147 | 190221.7888 | 217204.4664 | 218713.2747 | 238868.3749 | 274463.9236 | 323149.7763 | 20.6339 | 7.7252 | 2.2354 | 0.95527 | 3.0682
Wind off-shore | 53.75 | 739.45 | 2966.85 | 10971.8318 | 33095.1368 | 37999.1938 | 38183.9566 | 38625.8111 | 40391.0085 | 43416.5835 | 44472.4544 | 49.3454 | 27.2761 | 1.4406 | 0.5635 | 0.96728
Solar | 178.043 | 2292.498 | 29773.59 | 97443.3596 | 135999.3334 | 157808.4012 | 180955.8427 | 191284.5915 | 210125.9989 | 247395.1027 | 294710.4008 | 66.8517 | 16.4047 | 2.8972 | 1.5058 | 3.4407
Other renewables (tidal etc.) | 241 | 240 | 241 | 244 | 485.6941 | 690.1143 | 1037.5775 | 1565.2087 | 2320.5967 | 2862.87 | 2978.5703 | 0 | 7.2592 | 7.8862 | 8.3822 | 2.5276
Thermal power | 414922.0308 | 440565.4145 | 487383.9101 | 478052.7217 | 440298.873 | 401140.4304 | 378753.2211 | 354956.1443 | 363406.4228 | 370118.5339 | 383177.9567 | 1.6226 | -1.0108 | -1.4944 | -0.41278 | 0.53118
Solids fired | 194524.9938 | 185353.4108 | 180110.2842 | 176558.6411 | 146098.3917 | 117592.3543 | 100873.5439 | 76157.2341 | 56565.3337 | 46516.4223 | 51929.9213 | -0.76696 | -2.0711 | -3.6364 | -5.6206 | -0.85137
Oil fired | 83315.0341 | 74581.9311 | 69295.2186 | 53084.6178 | 31168.1011 | 20531.5645 | 15215.448 | 9746.4467 | 6398.8389 | 4870.3755 | 3537.725 | -1.8257 | -7.679 | -6.9198 | -8.2974 | -5.7541
Gas fired | 123821.3527 | 163333.1183 | 215484.7791 | 219628.0925 | 210322.0152 | 209733.9955 | 208392.4392 | 215198.4446 | 243743.6809 | 259485.6551 | 269456.5673 | 5.6969 | -0.24221 | -0.092125 | 1.5793 | 1.0079
Natural gas | 117109.1909 | 155944.0273 | 207740.449 | 212968.8524 | 204490.0529 | 203650.0058 | 202910.7661 | 209986.42 | 239692.2737 | 256244.5386 | 266379.1993 | 5.8993 | -0.15758 | -0.0775 | 1.6798 | 1.0612
Derived gasses | 6712.1617 | 7389.0909 | 7744.3301 | 6659.2401 | 5831.9622 | 6083.9896 | 5481.6732 | 5212.0245 | 4051.4072 | 3241.1165 | 3077.3681 | 1.4407 | -2.7962 | -0.61752 | -2.9782 | -2.7124
Biomass-waste fired | 12656.6503 | 16609.7503 | 21719.0643 | 27908.3743 | 51667.6184 | 52239.7696 | 53229.0434 | 52811.2724 | 55655.8266 | 58284.5383 | 57304.2004 | 5.5485 | 9.053 | 0.29817 | 0.44682 | 0.2923
Hydrogen plants | 0 | 0.20396 | 12.564 | 12.996 | 12.996 | 12.996 | 12.996 | 12.996 | 12.992 | 12.792 | 0.792 | 0 | 0.33863 | 0 | -0.0030475 | -24.4029
Geothermal heat | 604 | 687 | 762 | 860 | 1029.7506 | 1029.7506 | 1029.7506 | 1029.7506 | 1029.7506 | 948.7506 | 948.7506 | 2.3509 | 3.0571 | 0 | 0 | -0.81591
Net Power Capacity Investment (1) (in MWe - for five years period) |  | 95962.6668 | 146431.663 | 181769.4979 | 192313.4343 | 118181.0635 | 135544.9567 | 145346.6622 | 289857.0876 | 294202.9426 | 314607.6088 | 0 | 2.7632 | -3.4378 | 7.8972 | 0.82275
Nuclear energy |  | 2047.68 | 801 | 1445 | 15516.8 | 35505.3 | 35613.66 | 13392.24 | 20307.32 | 21321.32 | 15080.16 | 0 | 34.4984 | 8.6629 | -5.4626 | -2.9322
Renewable energy |  | 34079.0393 | 77236.7277 | 133837.0875 | 110702.3329 | 52237.8594 | 55303.4988 | 68888.0955 | 169890.9787 | 197664.0836 | 247693.609 | 0 | 3.6653 | -6.7047 | 11.8772 | 3.8423
Hydro (pumping excluded) |  | 4209.5843 | 4538.6364 | 10159.8954 | 4003.4492 | 569.7403 | 1146.6486 | 1578.9608 | 1883.3698 | 2984.5081 | 2576.8239 | 0 | -1.2469 | -11.7531 | 5.0874 | 3.1846
Lakes |  | 3348.7877 | 2873.8739 | 8233.0401 | 2213.0632 | 396.0307 | 677.4428 | 207.4581 | 69.0223 | 1.7193 | 258.4487 | 0 | -2.579 | -11.1642 | -20.4186 | 14.1139
Run of river |  | 860.7966 | 1664.7625 | 1926.8554 | 1790.3861 | 173.7096 | 469.2059 | 1371.5028 | 1814.3475 | 2982.7887 | 2318.3752 | 0 | 0.73014 | -12.5335 | 14.4816 | 2.4817
Wind power |  | 27755 | 45215.9993 | 56007.3794 | 67683.1727 | 29654.6311 | 28547.4904 | 29705.6627 | 81582.0009 | 114771.7061 | 149295.4296 | 0 | 4.1163 | -8.2706 | 11.0715 | 6.2295
Wind on-shore |  | 27069.3 | 42988.5993 | 47948.6476 | 45559.8678 | 24750.5741 | 28362.7276 | 28578.1083 | 77589.4035 | 103687.3993 | 125430.5537 | 0 | 0.58261 | -4.629 | 10.5873 | 4.9204
Wind off-shore |  | 685.7 | 2227.4 | 8058.7318 | 22123.305 | 4904.057 | 184.7628 | 1127.5545 | 3992.5975 | 11084.3068 | 23864.8759 | 0 | 25.8071 | -38.0307 | 35.9766 | 19.5777
Solar |  | 2114.455 | 27481.092 | 67667.8126 | 38774.0168 | 21809.0678 | 25261.8965 | 37075.8408 | 85670.22 | 79365.5962 | 95705.6552 | 0 | 3.5025 | -4.194 | 12.9891 | 1.1139
Other renewables (tidal etc.) |  | 0 | 1 | 2 | 241.6941 | 204.4202 | 347.4632 | 527.6311 | 755.388 | 542.2732 | 115.7003 | 0 | 73.1118 | 3.6965 | 8.0752 | -17.1073
Thermal power |  | 59835.9475 | 68393.9353 | 46487.4105 | 66094.3014 | 30437.9041 | 44627.7979 | 63066.3267 | 99658.7889 | 75217.539 | 51833.8398 | 0 | -0.34143 | -3.8511 | 8.3655 | -6.328
Solids fired |  | 2945.2633 | 3651.4882 | 14808.3 | 22660.8604 | 10738.7531 | 5406.2577 | 3887.0804 | 4069.3932 | 3594.3259 | 13936.0247 | 0 | 20.0275 | -13.3513 | -2.8007 | 13.0996
Oil fired |  | 3717.8859 | 2123.3149 | 1950.6126 | 1559.636 | 850.3709 | 293.6769 | 632.2756 | 500.4063 | 1460.5615 | 330.8599 | 0 | -3.0382 | -15.3777 | 5.474 | -4.0528
Gas fired |  | 48828.7008 | 57050.1353 | 21932.1491 | 15726.2846 | 17631.4055 | 37003.4676 | 57272.3312 | 89318.0104 | 63208.8807 | 26165.7611 | 0 | -12.0903 | 8.9335 | 9.2118 | -11.5537
Natural gas |  | 48011.1716 | 56418.6456 | 21878.9491 | 15580.0916 | 15834.2078 | 35747.6232 | 56913.1826 | 89058.4181 | 62737.6497 | 25421.5908 | 0 | -12.0745 | 8.6595 | 9.5577 | -11.7829
Derived gasses |  | 817.5292 | 631.4897 | 53.2 | 146.193 | 1797.1977 | 1255.8445 | 359.1486 | 259.5923 | 471.231 | 744.1703 | 0 | -13.6115 | 23.9941 | -14.5847 | 11.1061
Biomass-waste fired |  | 4260.8935 | 5480.6369 | 7698.5568 | 25977.7698 | 1217.3747 | 1924.3957 | 1274.6396 | 5770.979 | 6951.771 | 11325.1942 | 0 | 16.8361 | -22.9151 | 11.608 | 6.9743
Hydrogen plants |  | 0.20396 | 12.36 | 0.792 | 0 | 0 | 0 | 0 | 0 | 0 | 0 | 0 | 0 | 0 | 0 | 0
Geothermal heat |  | 83 | 76 | 97 | 169.7506 | 0 | 0 | 0 | 0 | 2 | 76 | 0 | 8.3677 | 0 | 0 | 0
Gross Electricity generation by plant type (in GWh)(D) | 3005389.761 | 3289540.7083 | 3332468.5161 | 3251309.2485 | 3357685.4124 | 3430636.806 | 3527528.2989 | 3632768.0964 | 3759812.3434 | 3900096.2458 | 4063736.9292 | 1.0384 | 0.075414 | 0.49468 | 0.63975 | 0.78037
Nuclear energy | 944996 | 997703 | 916668 | 867402.1621 | 772986.0131 | 717745.8935 | 777743.0879 | 789909.4302 | 734052.8563 | 732443.294 | 736531.7563 | -0.30389 | -1.6904 | 0.061372 | -0.57648 | 0.033719
Renewable energy | 380078.8796 | 384613.9551 | 548808.8606 | 740961.5076 | 994007.8639 | 1096978.1084 | 1221819.2509 | 1265759.5946 | 1386018.502 | 1590185.5026 | 1836866.3321 | 3.742 | 6.1199 | 2.0849 | 1.2689 | 2.8563
Hydro (pumping excluded) | 357200.8796 | 312219.9551 | 375783.8606 | 362414.7751 | 375588.9732 | 375480.65 | 378979.1292 | 386753.384 | 395408.9996 | 408336.6783 | 421101.0334 | 0.50845 | -0.0051874 | 0.089898 | 0.4253 | 0.63151
Lakes | 198204.8908 | 171747.2565 | 210680.7924 | 206118.2922 | 209027.9761 | 208318.3734 | 209529.7596 | 210440.8761 | 210733.1716 | 210774.8587 | 211756.9613 | 0.6123 | -0.07873 | 0.02398 | 0.057286 | 0.048476
Run of river | 158995.9889 | 140472.6986 | 165103.0681 | 156296.4829 | 166560.9971 | 167162.2766 | 169449.3696 | 176312.5079 | 184675.8281 | 197561.8196 | 209344.0721 | 0.37762 | 0.087955 | 0.17207 | 0.86419 | 1.2617
Wind power | 22253 | 70455 | 149278 | 274277.8572 | 462719.8528 | 527399.1496 | 608459.6377 | 619197.1164 | 691880.476 | 821486.4845 | 979998.4486 | 20.9653 | 11.9779 | 2.7759 | 1.2931 | 3.5427
Wind on-shore | 22253 | 68220.7991 | 139541.8086 | 241461.1076 | 352501.2835 | 400418.4302 | 480783.2175 | 489519.8324 | 555856.0195 | 673514.855 | 823204.7192 | 20.1522 | 9.7099 | 3.1523 | 1.4615 | 4.0051
Wind off-shore | 0 | 2234.2009 | 9736.1914 | 32816.7495 | 110218.5693 | 126980.7194 | 127676.4202 | 129677.284 | 136024.4566 | 147971.6295 | 156793.7294 | 0 | 27.4637 | 1.4812 | 0.63537 | 1.4311
Solar | 118 | 1458 | 23271 | 103798.47 | 154722.095 | 192666.1117 | 232128.8557 | 256261.242 | 293251.1227 | 353448.1738 | 428535.4173 | 69.6263 | 20.8575 | 4.14 | 2.3649 | 3.8663
Other renewables (tidal etc.) | 507 | 481 | 476 | 470.4054 | 976.9428 | 1432.1972 | 2251.6284 | 3547.8522 | 5477.9036 | 6914.1659 | 7231.4328 | -0.62895 | 7.4549 | 8.7083 | 9.2979 | 2.8161
Thermal power | 1680314.8813 | 1907223.7532 | 1866991.6555 | 1642945.5787 | 1590691.5354 | 1615912.8041 | 1527965.96 | 1577099.0716 | 1639740.9851 | 1577467.4493 | 1490338.8408 | 1.059 | -1.5888 | -0.40151 | 0.70851 | -0.9508
Solids fired | 936365.2956 | 973038.6508 | 844406.8445 | 864583.3067 | 769543.0255 | 660335.9418 | 572646.7573 | 456778.6134 | 338859.4957 | 239288.987 | 254079.3971 | -1.0284 | -0.92408 | -2.912 | -5.1116 | -2.8383
Oil fired | 188535.2899 | 152433.0419 | 101980.7236 | 31577.7436 | 23641.2066 | 20107.6371 | 18224.9004 | 13016.4899 | 12679.104 | 11352.316 | 4564.3027 | -5.96 | -13.5997 | -2.5685 | -3.5633 | -9.7123
Gas fired | 505106.9013 | 693590.5158 | 778882.4901 | 596043.7318 | 578454.0567 | 685695.9889 | 681280.3755 | 844695.4702 | 1013681.3455 | 1057027.7204 | 950846.8966 | 4.4261 | -2.9312 | 1.6496 | 4.0537 | -0.63787
Natural gas | 471521.9013 | 657804.5158 | 744293.4901 | 570619.9263 | 553934.0928 | 658613.0547 | 658773.4667 | 825140.4476 | 997226.6848 | 1042463.085 | 937330.3802 | 4.6705 | -2.9107 | 1.7484 | 4.2331 | -0.61751
Derived gasses | 33585 | 35786 | 34589 | 25423.8055 | 24519.964 | 27082.9342 | 22506.9088 | 19555.0226 | 16454.6607 | 14564.6355 | 13516.5164 | 0.295 | -3.382 | -0.85299 | -3.0836 | -1.9477
Biomass-waste fired | 45811.3946 | 83066.5446 | 136480.5974 | 144125.4126 | 211569.0705 | 242289.0602 | 248329.7507 | 255124.322 | 267036.8638 | 262775.4638 | 273825.2823 | 11.5346 | 4.4812 | 1.615 | 0.72894 | 0.25135
Hydrogen plants | 0 | 0 | 0 | 0 | 0 | 0 | 0 | 0 | 0 | 0 | 0 | 0 | 0 | 0 | 0 | 0
Geothermal heat | 4785 | 5397 | 5594 | 6615.384 | 7484.1761 | 7484.1761 | 7484.1761 | 7484.1761 | 7484.1761 | 7022.9621 | 7022.9621 | 1.5744 | 2.9537 | 0 | 0 | -0.63404
Net Electricity generation by plant type (in GWh)(D) | 2844020.3131 | 3118947.9685 | 3168449.9314 | 3089966.7521 | 3204926.0416 | 3287714.1938 | 3390872.2212 | 3502965.8771 | 3639792.7474 | 3783382.6597 | 3922912.0369 | 1.0861 | 0.11453 | 0.56558 | 0.71091 | 0.75189
Nuclear energy | 893933 | 946151 | 868004 | 825747.5016 | 735934.4396 | 683829.4379 | 740692.9627 | 751917.3339 | 698240.6277 | 695489.9244 | 698691.3127 | -0.29391 | -1.637 | 0.064472 | -0.58849 | 0.0064527
Renewable energy | 374482.9931 | 379578.5513 | 542814.7576 | 736208.2199 | 989496.4038 | 1092446.6597 | 1217284.8164 | 1261227.067 | 1381469.5981 | 1585617.3528 | 1832290.2056 | 3.782 | 6.1882 | 2.0934 | 1.2733 | 2.8644
Hydro (pumping excluded) | 351635.9931 | 307342.5513 | 371216.7576 | 357661.4874 | 371077.5132 | 370949.2013 | 374444.6947 | 382220.8565 | 390860.0957 | 403768.5285 | 416524.9068 | 0.54337 | -0.0037517 | 0.090372 | 0.42998 | 0.63799
Lakes | 195072.0641 | 169087.9591 | 208074.7035 | 203717.9902 | 206912.2329 | 206180.0153 | 207388.4266 | 208301.4388 | 208579.1892 | 208601.639 | 209587.8975 | 0.64737 | -0.056009 | 0.02299 | 0.057269 | 0.048256
Run of river | 156563.9289 | 138254.5921 | 163142.0541 | 153943.4972 | 164165.2803 | 164769.1859 | 167056.2681 | 173919.4177 | 182280.9065 | 195166.8895 | 206937.0094 | 0.41242 | 0.062544 | 0.17472 | 0.876 | 1.2767
Wind power | 22222 | 70297 | 147851 | 274277.8572 | 462719.8528 | 527399.1496 | 608459.6377 | 619197.1164 | 691880.476 | 821486.4845 | 979998.4486 | 20.866 | 12.0855 | 2.7759 | 1.2931 | 3.5427
Wind on-shore | 22222 | 68062.7991 | 138118.6912 | 241461.1076 | 352501.2835 | 400418.4302 | 480783.2175 | 489519.8324 | 555856.0195 | 673514.855 | 823204.7192 | 20.0458 | 9.8224 | 3.1523 | 1.4615 | 4.0051
Wind off-shore | 0 | 2234.2009 | 9732.3088 | 32816.7495 | 110218.5693 | 126980.7194 | 127676.4202 | 129677.284 | 136024.4566 | 147971.6295 | 156793.7294 | 0 | 27.4688 | 1.4812 | 0.63537 | 1.4311
Solar | 118 | 1458 | 23271 | 103798.47 | 154722.095 | 192666.1117 | 232128.8557 | 256261.242 | 293251.1227 | 353448.1738 | 428535.4173 | 69.6263 | 20.8575 | 4.14 | 2.3649 | 3.8663
Other renewables (tidal etc.) | 507 | 481 | 476 | 470.4054 | 976.9428 | 1432.1972 | 2251.6284 | 3547.8522 | 5477.9036 | 6914.1659 | 7231.4328 | -0.62895 | 7.4549 | 8.7083 | 9.2979 | 2.8161
Thermal power | 1575604.3201 | 1793218.4172 | 1757631.1738 | 1528011.0306 | 1479495.1982 | 1511438.0962 | 1432894.442 | 1489821.4762 | 1560082.5216 | 1502275.3824 | 1391930.5186 | 1.0993 | -1.7079 | -0.31953 | 0.85405 | -1.134
Solids fired | 866313.7924 | 898293.8014 | 771757.5355 | 780254.8699 | 693641.2034 | 595397.6014 | 517045.5431 | 412082.5861 | 304921.9689 | 210597.1082 | 202985.9669 | -1.1491 | -1.0615 | -2.8955 | -5.1437 | -3.9875
Oil fired | 178436.2454 | 144947.3299 | 97282.2553 | 30229.838 | 22673.1131 | 19331.6061 | 17524.9882 | 12534.2373 | 12199.2119 | 10936.0757 | 4406.6049 | -5.8858 | -13.5534 | -2.5426 | -3.5577 | -9.6814
Gas fired | 483439.7322 | 667300.8139 | 757344.9381 | 580360.9862 | 562911.238 | 667657.9467 | 664230.9095 | 825065.9691 | 992374.4293 | 1034865.971 | 928506.9021 | 4.5912 | -2.9234 | 1.6689 | 4.0964 | -0.66302
Natural gas | 451682.4055 | 633278.582 | 724493.2703 | 555815.1038 | 539229.245 | 641439.9294 | 642414.3737 | 806126.097 | 976436.9387 | 1020741.9844 | 915396.3435 | 4.8383 | -2.9101 | 1.7663 | 4.2756 | -0.64345
Derived gasses | 31757.3266 | 34022.2319 | 32851.6679 | 24545.8824 | 23681.993 | 26218.0173 | 21816.5359 | 18939.8721 | 15937.4905 | 14123.9866 | 13110.5586 | 0.33937 | -3.2199 | -0.81711 | -3.0912 | -1.9336
Biomass-waste fired | 42918.5501 | 77581.4721 | 126005.4448 | 130549.9525 | 192785.4676 | 221566.7659 | 226608.8251 | 232654.5076 | 243102.7354 | 238853.2655 | 249008.0826 | 11.3716 | 4.3442 | 1.6296 | 0.70506 | 0.2403
Hydrogen plants | 0 | 0 | 0 | 0 | 0 | 0 | 0 | 0 | 0 | 0 | 0 | 0 | 0 | 0 | 0 | 0
Geothermal heat | 4496 | 5095 | 5241 | 6615.384 | 7484.1761 | 7484.1761 | 7484.1761 | 7484.1761 | 7484.1761 | 7022.9621 | 7022.9621 | 1.5451 | 3.627 | 0 | 0 | -0.63404
Net Steam Generation Capacity (2)
Installed capacity of CHP plants
Electric capacity (in MWe) | 92438.7559 | 107819.2064 | 107429.5904 | 111880.1198 | 83892.9831 | 94199.0429 | 96796.783 | 94584.8576 | 97248.661 | 102765.5896 | 102071.1266 | 1.5142 | -2.4426 | 1.441 | 0.046585 | 0.48516
Steam capacity (in MWth) | 226337.0086 | 234285.7511 | 267063 | 258696.2785 | 181448.2344 | 210861.864 | 200834.4295 | 186643.6445 | 183432.4059 | 186760.8556 | 181564.8071 | 1.6684 | -3.7914 | 1.0203 | -0.90225 | -0.10228
Installed capacity of boilers (in MWth) | 132041.6177 | 135565.817 | 129763.9153 | 141428.5269 | 140749.5293 | 126985.9099 | 127276.4929 | 115906.1373 | 110837.8047 | 110649.6661 | 94238.2027 | -0.17385 | 0.81596 | -1.0012 | -1.3734 | -1.6093
District heating (in MWth) | 26800.061 | 30387.1486 | 32899.1748 | 51842.6063 | 47239.3475 | 41186.8932 | 40888.8488 | 38477.8677 | 37770.9549 | 39140.7047 | 37088.9124 | 2.0716 | 3.684 | -1.4333 | -0.79003 | -0.18206
Industrial and refinery boilers (in MWth) | 105241.5567 | 105178.6685 | 96864.7405 | 89585.9206 | 93510.1818 | 85799.0167 | 86387.6442 | 77428.2696 | 73066.8498 | 71508.9614 | 57149.2903 | -0.826 | -0.35183 | -0.78913 | -1.6608 | -2.4271
Total steam generation capacity (in MWth) | 358378.6262 | 369851.5681 | 396826.9153 | 400124.8055 | 322197.7636 | 337847.7739 | 328110.9225 | 302549.7818 | 294270.2106 | 297410.5217 | 275803.0098 | 1.0243 | -2.0618 | 0.18203 | -1.0826 | -0.64602
Net Steam Generation Investment (1,2) (in MWe - for five years period)
Capacity Expansion for CHP plants
Electric capacity (in MWe) |  | 5523.9039 | 6000.6997 | 9841.3558 | 18269.8101 | 14243.5171 | 12214.8733 | 12556.5274 | 24388.3634 | 20355.171 | 12903.3315 | 0 | 11.7772 | -3.946 | 7.1592 | -6.1678
Steam capacity (in MWth) |  | 12416.7743 | 14753.0947 | 17481.6386 | 41215.0237 | 26510.7993 | 24626.7276 | 22624.6582 | 40981.3199 | 34782.9435 | 21023.8805 | 0 | 10.8198 | -5.0194 | 5.2248 | -6.4567
Investment for boilers (in MWth) |  | 29932.5229 | 21311.2617 | 46818.0157 | 28825.8821 | 15741.2604 | 29795.4628 | 22202.6279 | 25113.6722 | 11760.6118 | 19635.4573 | 0 | 3.0665 | 0.33137 | -1.6949 | -2.4307
District heating (in MWth) |  | 20985.4231 | 12721.8057 | 21068.1511 | 5723.8739 | 4274.6784 | 10029.0883 | 8859.6881 | 11986.0394 | 4463.5316 | 8524.6326 | 0 | -7.6761 | 5.7687 | 1.7985 | -3.3504
Industrial and refinery boilers (in MWth) |  | 8947.0998 | 8589.4559 | 25749.8646 | 23102.0082 | 11466.582 | 19766.3746 | 13342.9397 | 13127.6328 | 7297.0802 | 11110.8247 | 0 | 10.3998 | -1.5473 | -4.01 | -1.6542
Total steam generation investment (in MWth) |  | 42349.2972 | 36064.3564 | 64299.6543 | 70040.9058 | 42252.0597 | 54422.1904 | 44827.2861 | 66094.9921 | 46543.5553 | 40659.3379 | 0 | 6.863 | -2.4915 | 1.9622 | -4.7425
Net electric efficiencies of thermal power plants (3)
Solid fuel plants | 0.31444 | 0.31536 | 0.31666 | 0.32235 | 0.33001 | 0.33633 | 0.33995 | 0.3511 | 0.36184 | 0.36661 | 0.35334 | 0.070189 | 0.41399 | 0.29716 | 0.62609 | -0.23759
Simple cycle gas and oil plants | 0.31916 | 0.3214 | 0.32265 | 0.31837 | 0.3245 | 0.33817 | 0.34837 | 0.36966 | 0.38801 | 0.4023 | 0.41328 | 0.10892 | 0.057081 | 0.71216 | 1.0837 | 0.63285
Gas turbine combined cycle gas plants | 0.4974 | 0.50517 | 0.51308 | 0.51715 | 0.52224 | 0.52624 | 0.53265 | 0.55125 | 0.5675 | 0.58205 | 0.5862 | 0.3108 | 0.17722 | 0.19758 | 0.63568 | 0.32478
Biomass & Waste plants | 0.29941 | 0.30632 | 0.31116 | 0.31238 | 0.32586 | 0.32829 | 0.33126 | 0.33475 | 0.3485 | 0.3574 | 0.36399 | 0.38578 | 0.46247 | 0.16473 | 0.50839 | 0.43583
(1) Including new power plants, premature replacement and retrofitting
(2) Electric capacity of CHP plants is also included in power capacity. Boilers capacity also includes industrial and refinery boilers capacity besides district heating
(3) Net electric efficiencies are averages for electricity only plants.
Source: PRIMES

## pg-costs
EU28:Reference scenario(REF2015f) | [15 empty] | ELECTRICITY AND STEAM GENERATION COSTS
| 2000 | 2005 | 2010 | 2015 | 2020 | 2025 | 2030 | 2035 | 2040 | 2045 | 2050 | '00-'10 | '10-'20 | '20-'30 | '30-'40 | '40-'50
Annual % Change
Total Cost of Electricity and Steam supply (1) (MEuro'13) | 238184.3729 | 283434.8514 | 322319.505 | 382342.9004 | 433679.5311 | 439243.9476 | 450170.2194 | 448407.8485 | 455241.4279 | 473185.4503 | 484562.5005 | 3.0712 | 3.0121 | 0.3739 | 0.11208 | 0.62614
Annual capital costs | 67810.8455 | 74395.4515 | 78679.5912 | 135033.7887 | 155784.4483 | 139695.7639 | 133195.3013 | 114597.0291 | 109400.655 | 112523.8496 | 116880.0517 | 1.4977 | 7.0696 | -1.5544 | -1.9488 | 0.6635
Fixed operating costs | 32245.0412 | 36850.099 | 42173.7103 | 56823.2826 | 62369.4697 | 59890.3636 | 62512.3893 | 64953.7855 | 63973.1969 | 66039.8452 | 67546.2134 | 2.7207 | 3.9903 | 0.022891 | 0.23126 | 0.54496
Variable operating costs | 4872.2957 | 5211.2801 | 5128.2884 | 4908.7526 | 5435.6415 | 5896.043 | 6277.4366 | 6739.6237 | 7342.8443 | 8801.7475 | 12333.013 | 0.51338 | 0.58375 | 1.4503 | 1.58 | 5.3223
Fuel costs | 71546.3971 | 94828.5435 | 113162.4405 | 87978.8297 | 98809.7384 | 109216.9983 | 110877.7969 | 117817.5473 | 123780.3267 | 122032.4263 | 114746.9156 | 4.6915 | -1.3471 | 1.159 | 1.1069 | -0.75493
Taxes and subsidies | 5105.7282 | 6515.8063 | 7136.8221 | 16143.9833 | 20769.0893 | 28908.8054 | 34765.1755 | 37172.4677 | 37231.6286 | 41105.3431 | 38373.4892 | 3.4058 | 11.2734 | 5.2865 | 0.68778 | 0.30254
Other Costs (Transmission & distribution, net imports, etc.) | 56604.0652 | 65633.6711 | 76038.6526 | 81454.2635 | 90511.1439 | 95635.9734 | 102542.1198 | 107127.3951 | 113512.7764 | 122682.2385 | 134682.8175 | 2.9956 | 1.7576 | 1.2558 | 1.0216 | 1.7248
Expenditures for Power Generation (incl. total CHP cost) | 158055.1536 | 188992.5702 | 216527.7203 | 274997.411 | 315694.1688 | 316600.3937 | 319977.7581 | 314227.9003 | 314833.1218 | 323372.3285 | 322375.5501 | 3.1978 | 3.8425 | 0.13487 | -0.16196 | 0.23702
Annual capital costs | 65002.8669 | 69416.763 | 73735.6109 | 131222.0226 | 151537.1221 | 137197.0341 | 129171.2303 | 109756.1635 | 103801.8456 | 107430.9853 | 111295.738 | 1.2685 | 7.4692 | -1.5842 | -2.1628 | 0.69951
Fixed operating costs | 31709.8848 | 36109.6968 | 41216.0048 | 56446.5017 | 61903.9718 | 59400.6975 | 61962.7027 | 64430.0406 | 63114.1183 | 64895.9777 | 66645.4073 | 2.6567 | 4.1514 | 0.0094834 | 0.18429 | 0.5459
Variable operating costs | 4042.8274 | 4522.0029 | 4487.3099 | 4563.3934 | 5035.5543 | 5483.0855 | 5876.2825 | 6361.6659 | 6939.2577 | 8391.3886 | 11917.3317 | 1.0486 | 1.1594 | 1.556 | 1.6766 | 5.5569
Fuel costs | 54625.5524 | 75650.9833 | 93055.2516 | 69245.8382 | 78261.5695 | 88663.497 | 91325.8766 | 99505.8698 | 106480.5731 | 104680.4568 | 97714.946 | 5.4713 | -1.7165 | 1.5558 | 1.5471 | -0.8554
Taxes and subsidies | 2674.0221 | 3293.1241 | 4033.5431 | 13519.6552 | 18955.9511 | 25856.0797 | 31641.666 | 34174.1604 | 34497.3271 | 37973.5201 | 34802.1271 | 4.1963 | 16.7363 | 5.2571 | 0.86781 | 0.088005
of which for Electricity only power plants Generation | 136781.3418 | 160067.7838 | 179998.212 | 195321.1243 | 230402.452 | 223794.632 | 225247.3659 | 224707.9028 | 230145.5526 | 239545.5756 | 238134.4472 | 2.7837 | 2.4995 | -0.22603 | 0.21536 | 0.34182
Annual capital costs | 61614.2437 | 65753.4521 | 69901.3302 | 110587.8222 | 130883.4822 | 118936.259 | 113084.0409 | 96332.5203 | 92190.5142 | 96487.0319 | 101011.4508 | 1.2699 | 6.4731 | -1.4511 | -2.022 | 0.91795
Fixed operating costs | 30063.4507 | 34082.4953 | 38721.1271 | 42824.7835 | 50609.6581 | 48496.2552 | 51668.8432 | 55252.0546 | 54594.3222 | 56936.4014 | 58846.4038 | 2.563 | 2.7137 | 0.20734 | 0.55227 | 0.75283
Variable operating costs | 3614.5831 | 4046.4924 | 4027.9371 | 3424.4822 | 3928.7347 | 4337.7563 | 4642.2977 | 5050.5197 | 5546.9596 | 6276.6582 | 8366.0328 | 1.0887 | -0.24906 | 1.6829 | 1.7963 | 4.1949
Fuel costs | 39821.0274 | 54073.1605 | 64550.6748 | 32275.2656 | 36560.6326 | 41586.2118 | 43582.9093 | 53473.643 | 61802.8864 | 60284.0259 | 52094.4184 | 4.9491 | -5.5262 | 1.7725 | 3.5546 | -1.6944
Taxes and subsidies | 1668.0369 | 2112.1836 | 2797.1429 | 6208.7709 | 8419.9444 | 10438.1496 | 12269.275 | 14599.1653 | 16010.8702 | 19561.4582 | 17816.1414 | 5.3055 | 11.6502 | 3.8367 | 2.6974 | 1.0741
of which for CHP Generation | 21273.8118 | 28924.7863 | 36529.5083 | 79676.2867 | 85291.7168 | 92805.7618 | 94730.3922 | 89519.9975 | 84687.5691 | 83826.7529 | 84241.1029 | 5.5553 | 8.8495 | 1.0551 | -1.1144 | -0.052845
Annual capital costs | 3388.6233 | 3663.3109 | 3834.2808 | 20634.2004 | 20653.6398 | 18260.7751 | 16087.1894 | 13423.6433 | 11611.3314 | 10943.9533 | 10284.2873 | 1.2432 | 18.3399 | -2.4677 | -3.2078 | -1.2063
Fixed operating costs | 1646.434 | 2027.2015 | 2494.8778 | 13621.7182 | 11294.3137 | 10904.4422 | 10293.8596 | 9177.986 | 8519.7961 | 7959.5763 | 7799.0035 | 4.2439 | 16.3004 | -0.92323 | -1.8738 | -0.88007
Variable operating costs | 428.2443 | 475.5106 | 459.3728 | 1138.9111 | 1106.8196 | 1145.3292 | 1233.9848 | 1311.1462 | 1392.2981 | 2114.7304 | 3551.2989 | 0.70415 | 9.1921 | 1.0935 | 1.2144 | 9.816
Fuel costs | 14804.525 | 21577.8229 | 28504.5768 | 36970.5726 | 41700.9369 | 47077.2852 | 47742.9673 | 46032.2268 | 44677.6867 | 44396.4309 | 45620.5276 | 6.7707 | 3.8779 | 1.3623 | -0.66138 | 0.20905
Taxes and subsidies | 1005.9852 | 1180.9405 | 1236.4002 | 7310.8843 | 10536.0067 | 15417.9301 | 19372.391 | 19574.9951 | 18486.4568 | 18412.0619 | 16985.9857 | 2.0838 | 23.8944 | 6.2798 | -0.46701 | -0.84292
Expenditures for Steam Boilers Generation (2) | 23525.1541 | 28808.6102 | 29753.1321 | 25891.2259 | 27474.2184 | 27007.5805 | 27650.3415 | 27052.553 | 26895.5297 | 27130.8832 | 27504.1329 | 2.3764 | -0.7937 | 0.063921 | -0.2764 | 0.22401
Annual capital costs | 2807.9786 | 4978.6885 | 4943.9802 | 3811.7661 | 4247.3262 | 2498.7298 | 4024.071 | 4840.8656 | 5598.8094 | 5092.8643 | 5584.3137 | 5.8201 | -1.5073 | -0.5385 | 3.3577 | -0.025921
Fixed operating costs | 535.1565 | 740.4022 | 957.7055 | 376.7809 | 465.4979 | 489.6661 | 549.6866 | 523.7449 | 859.0785 | 1143.8675 | 900.8062 | 5.9925 | -6.9602 | 1.6763 | 4.5663 | 0.47542
Variable operating costs | 829.4683 | 689.2772 | 640.9785 | 345.3592 | 400.0872 | 412.9575 | 401.1541 | 377.9577 | 403.5867 | 410.3589 | 415.6813 | -2.5449 | -4.6038 | 0.026634 | 0.060475 | 0.29571
Fuel costs | 16920.8447 | 19177.5601 | 20107.1889 | 18732.9915 | 20548.1689 | 20553.5013 | 19551.9203 | 18311.6775 | 17299.7536 | 17351.9694 | 17031.9696 | 1.7403 | 0.21718 | -0.49575 | -1.2164 | -0.15588
Taxes and subsidies | 2431.7061 | 3222.6822 | 3103.279 | 2624.3282 | 1813.1382 | 3052.7257 | 3123.5095 | 2998.3073 | 2734.3016 | 3131.823 | 3571.3621 | 2.4686 | -5.2322 | 5.5896 | -1.322 | 2.7067
Average production costs (1) (Euro'13 per MWhe+MWhth) | 52.1379 | 58.5996 | 67.6984 | 83.3638 | 91.7508 | 91.4673 | 92.4057 | 91.3676 | 90.4458 | 91.2214 | 90.7665 | 2.6461 | 3.0868 | 0.071144 | -0.21414 | 0.035394
Fixed costs (Capital & fixed operating costs) | 21.9019 | 22.9998 | 25.3834 | 41.8314 | 46.1534 | 41.5614 | 40.1726 | 36.5853 | 34.4453 | 34.4238 | 34.5461 | 1.4861 | 6.1611 | -1.3783 | -1.5263 | 0.029201
Variable costs (Variable operating & fuel costs) | 17.8455 | 22.0302 | 26.3442 | 23.7726 | 26.4485 | 29.9908 | 31.1844 | 32.954 | 33.4482 | 33.1468 | 30.9921 | 3.9718 | 0.039543 | 1.6608 | 0.70324 | -0.75974
Other Costs (Transmission & distribution, net imports, etc.) | 12.3905 | 13.5696 | 15.9708 | 17.7598 | 19.1489 | 19.9151 | 21.0486 | 21.8283 | 22.5523 | 23.6509 | 25.2283 | 2.5708 | 1.8314 | 0.95041 | 0.69241 | 1.1276
in Power Generation (3) (Euro'13 per MWhe+MWhth) | 41.7882 | 45.6916 | 52.1722 | 68.2809 | 75.8194 | 74.3759 | 73.4597 | 70.9741 | 68.9658 | 68.6167 | 66.3665 | 2.2441 | 3.8088 | -0.31567 | -0.62927 | -0.38345
Fixed costs (Capital & fixed operating costs) | 25.5699 | 25.5125 | 27.6975 | 46.5975 | 51.2616 | 46.1848 | 43.8801 | 39.3431 | 36.5638 | 36.5662 | 36.6322 | 0.80246 | 6.3494 | -1.5428 | -1.8075 | 0.018693
Variable costs (Variable operating & fuel costs) | 16.2183 | 20.1791 | 24.4747 | 21.6835 | 24.5578 | 28.1911 | 29.5796 | 31.631 | 32.402 | 32.0505 | 29.7343 | 4.2008 | 0.033931 | 1.878 | 0.9155 | -0.85552
in Steam Boilers Generation (2) (Euro'13 per MWhth) | 29.9275 | 41.1231 | 48.707 | 46.3173 | 48.8045 | 49.5157 | 53.6021 | 56.3156 | 57.4394 | 57.1796 | 57.1746 | 4.991 | 0.019989 | 0.94206 | 0.69382 | -0.046197
Fixed costs (Capital & fixed operating costs) | 4.253 | 8.1638 | 9.6613 | 7.493 | 8.3717 | 5.4789 | 8.8665 | 11.1676 | 13.7918 | 13.1442 | 13.481 | 8.5511 | -1.4224 | 0.57588 | 4.5169 | -0.22763
Variable costs (Variable operating & fuel costs) | 25.6746 | 32.9593 | 39.0458 | 38.8243 | 40.4328 | 44.0367 | 44.7355 | 45.148 | 43.6476 | 44.0354 | 43.6935 | 4.2815 | 0.34967 | 1.0164 | -0.24589 | 0.010521
Investment expenditure (4) (in MEuro'13-for 5 years period) |  | 159139.0742 | 224901.7601 | 290141.3287 | 319839.9781 | 149154.3367 | 176643.1185 | 107028.2047 | 174061.5055 | 232582.6196 | 233447.9537 | 0 | 3.5843 | -5.7641 | -0.14712 | 2.979
in Power plants (incl. CHP) |  | 151400.3039 | 217151.4375 | 285269.2606 | 309623.1831 | 143906.4794 | 167756.4306 | 102407.6545 | 169540.6818 | 228408.5638 | 224499.3898 | 0 | 3.6113 | -5.9444 | 0.10585 | 2.8476
Electricity only power plants |  | 141677.2193 | 203246.0143 | 252358.4832 | 279002.4427 | 129209.026 | 157272.5472 | 92570.3223 | 152021.3452 | 199581.9926 | 191170.0238 | 0 | 3.2188 | -5.5712 | -0.33902 | 2.3179
CHP power plants |  | 9723.0846 | 13905.4232 | 32910.7774 | 30620.7404 | 14697.4534 | 10483.8834 | 9837.3323 | 17519.3366 | 28826.5711 | 33329.366 | 0 | 8.2139 | -10.1639 | 5.2688 | 6.6427
by plant type
Nuclear |  | 7509.2521 | 3696 | 1350 | 31456.0256 | 55052.9386 | 71559.3417 | 39986.292 | 48727.956 | 68230.356 | 41564.628 | 0 | 23.8789 | 8.5666 | -3.7698 | -1.5775
Renewable energy |  | 83945.3418 | 143359.6047 | 216966.1213 | 194223.6808 | 68630.6141 | 76525.7789 | 24580.6819 | 69469.1718 | 110232.3409 | 123328.7285 | 0 | 3.0831 | -8.8932 | -0.96278 | 5.9076
Hydro (pumping excluded) |  | 29974.4474 | 12783.5279 | 16445.3274 | 10760.3496 | 1657.339 | 3412.4131 | 3724.3405 | 4203.6653 | 6723.8249 | 5955.8999 | 0 | -1.7081 | -10.8496 | 2.1073 | 3.5457
Wind |  | 46188.8589 | 85473.4402 | 98071.7719 | 142637.2928 | 47977.3467 | 45266.9915 | 4672.3723 | 43737.3098 | 76200.9493 | 86194.6254 | 0 | 5.2544 | -10.8431 | -0.34318 | 7.0195
Solar |  | 7782.0356 | 45093.5566 | 102433.8419 | 39351.7043 | 17881.8385 | 26178.5508 | 14073.4445 | 19110.9549 | 25599.406 | 30819.5323 | 0 | -1.3528 | -3.994 | -3.0978 | 4.8949
Other renewables (tidal etc.) |  | 0 | 9.08 | 15.18 | 1474.3341 | 1114.0899 | 1667.8236 | 2110.5246 | 2417.2417 | 1708.1607 | 358.6709 | 0 | 66.3608 | 1.2408 | 3.7808 | -17.37
Thermal |  | 59945.71 | 70095.8328 | 66953.1393 | 83943.4767 | 20222.9266 | 19671.31 | 37840.6807 | 51343.5541 | 49945.8669 | 59606.0333 | 0 | 1.8192 | -13.5063 | 10.0691 | 1.5034
Solids fired |  | 5146.1845 | 6186.9223 | 26667.1646 | 12887.2691 | 4372.8937 | 1678.6034 | 1407.6733 | 1395.6841 | 7918.3534 | 35635.9367 | 0 | 7.614 | -18.4397 | -1.8288 | 38.2643
Oil fired |  | 3194.6298 | 1866.3584 | 1811.664 | 318.4391 | 221.9215 | 59.6384 | 182.0487 | 255.5295 | 408.6244 | 77.9833 | 0 | -16.2079 | -15.4235 | 15.6622 | -11.1912
Gas fired |  | 37976.5486 | 44399.7653 | 17135.2026 | 11562.7606 | 13573.324 | 14713.2094 | 34812.5124 | 41633.1638 | 33190.9474 | 17370.8284 | 0 | -12.5886 | 2.4388 | 10.9617 | -8.3699
Biomass-waste fired |  | 13130.347 | 17190.5868 | 20787.1289 | 58263.447 | 2054.7874 | 3219.8589 | 1438.4464 | 8059.1766 | 8427.4417 | 6502.285 | 0 | 12.9823 | -25.141 | 9.6088 | -2.1237
Hydrogen plants |  | 0 | 0 | 2.9593 | 0 | 0 | 0 | 0 | 0 | 0 | 0 | 0 | 0 | 0 | 0 | 0
Geothermal heat |  | 498 | 452.2 | 549.02 | 911.5609 | 0 | 0 | 0 | 0 | 0.5 | 19 | 0 | 7.2619 | 0 | 0 | 0
in Steam Boilers (2) |  | 7738.7703 | 7750.3226 | 4872.068 | 10216.795 | 5247.8573 | 8886.6879 | 4620.5502 | 4520.8237 | 4174.0559 | 8948.5639 | 0 | 2.8015 | -1.3851 | -6.5353 | 7.0665
Average effective investment expenditure (5) (Euro'13 per KW) |  | 1150.5807 | 1232.3653 | 1179.1048 | 1219.1145 | 929.6979 | 929.8614 | 562.7911 | 489.0026 | 682.5679 | 657.1058 | 0 | -0.10805 | -2.6721 | -6.2245 | 2.9989
in Power plants (incl. CHP) |  | 1577.7 | 1482.9541 | 1569.4012 | 1609.9925 | 1217.678 | 1237.6442 | 704.5752 | 584.9113 | 776.364 | 713.5854 | 0 | 0.82532 | -2.5959 | -7.2211 | 2.0083
Electricity only power plants |  | 1566.5541 | 1447.302 | 1467.8137 | 1603.0604 | 1243.141 | 1275.2164 | 697.1175 | 572.6526 | 728.8063 | 633.6338 | 0 | 1.0274 | -2.262 | -7.6938 | 1.0171
CHP power plants |  | 1760.1835 | 2317.3003 | 3344.1304 | 1676.0295 | 1031.8697 | 858.2883 | 783.4437 | 718.3482 | 1416.1793 | 2583.0047 | 0 | -3.1878 | -6.4734 | -1.7641 | 13.6525
by plant type
Nuclear |  | 3667.2 | 4614.2322 | 934.2561 | 2027.2238 | 1550.5555 | 2009.3229 | 2985.7807 | 2399.5267 | 3200.1 | 2756.2458
Renewable energy |  | 2463.2544 | 1856.1067 | 1621.1211 | 1754.4678 | 1313.8098 | 1383.7421 | 356.8205 | 408.9044 | 557.6751 | 497.9084 | 0 | -0.56157 | -2.3458 | -11.4769 | 1.9889
Hydro (pumping excluded) |  | 7120.5243 | 2816.601 | 1618.6512 | 2687.7697 | 2908.9378 | 2975.9885 | 2358.7288 | 2231.9915 | 2252.9089 | 2311.3337 | 0 | -0.4671 | 1.0239 | -2.8358 | 0.34992
Wind |  | 1664.1635 | 1890.3362 | 1751.0509 | 2107.4262 | 1617.8703 | 1585.6732 | 157.2889 | 536.1147 | 663.935 | 577.3427 | 0 | 1.0931 | -2.8045 | -10.2769 | 0.74363
Solar |  | 3680.3978 | 1640.8939 | 1513.775 | 1014.8988 | 819.9268 | 1036.286 | 379.5853 | 223.0758 | 322.5504 | 322.0242 | 0 | -4.6909 | 0.20876 | -14.2375 | 3.7394
Other renewables (tidal etc.) |  | 0 | 9080 | 7590 | 6100 | 5450 | 4800 | 4000 | 3200 | 3150 | 3100 | 0 | -3.8998 | -2.3682 | -3.9735 | -0.31698
Thermal |  | 1001.8344 | 1024.8837 | 1440.2424 | 1270.0562 | 664.3994 | 440.786 | 600.014 | 515.1934 | 664.0189 | 1149.9444 | 0 | 2.168 | -10.0419 | 1.5721 | 8.3604
Solids fired |  | 1747.2749 | 1694.3564 | 1800.8255 | 568.7017 | 407.2068 | 310.4927 | 362.1415 | 342.9711 | 2203.0149 | 2557.1092 | 0 | -10.3422 | -5.8725 | 0.99982 | 22.2501
Oil fired |  | 859.2598 | 878.9834 | 928.7667 | 204.1753 | 260.9702 | 203.0748 | 287.9261 | 510.6441 | 279.7721 | 235.6989 | 0 | -13.5824 | -0.05403 | 9.6595 | -7.4399
Gas fired |  | 777.7505 | 778.2587 | 781.2824 | 735.2506 | 769.8379 | 397.617 | 607.8417 | 466.1228 | 525.0994 | 663.8763 | 0 | -0.56686 | -5.9621 | 1.6023 | 3.5997
Biomass-waste fired |  | 3081.5948 | 3136.6038 | 2700.1332 | 2242.8194 | 1687.8841 | 1673.1792 | 1128.5123 | 1396.5008 | 1212.2726 | 574.1434 | 0 | -3.2984 | -2.8876 | -1.7913 | -8.5049
Hydrogen plants |  | 0 | 0 | 3736.4689 | 0 | 0 | 0 | 0 | 0 | 0 | 0 | 0 | 0 | 0 | 0 | 0
Geothermal heat |  | 6000 | 5950 | 5660 | 5370 | 0 | 0 | 0 | 0 | 250 | 250 | 0 | -1.0204 | 0 | 0 | 0
in Steam Boilers (2) |  | 258.5405 | 363.6726 | 104.064 | 354.4313 | 333.3823 | 298.2564 | 208.1083 | 180.0144 | 354.9183 | 455.7349 | 0 | -0.25706 | -1.7108 | -4.9238 | 9.7338
Decomposition of electricity generation costs and prices (6)
Total Electricity Sales (in GWh) |  | 2900290.6977 | 2951284.8837 | 2892262.7362 | 3000711.2921 | 3074547.9238 | 3166931.8103 | 3274384.6223 | 3405303.5603 | 3543791.9506 | 3677907.9266 | 0 | 0.16623 | 0.54059 | 0.72835 | 0.77307
Average cost of electricity generation (Euro'13 per MWhe) |  | 65.1633 | 73.3673 | 95.0804 | 105.2064 | 102.9746 | 101.0371 | 95.9655 | 92.4538 | 91.2504 | 87.6519 | 0 | 3.6702 | -0.40355 | -0.88387 | -0.53194
Annual capital cost |  | 23.9344 | 24.9842 | 45.37 | 50.5004 | 44.6235 | 40.7875 | 33.5196 | 30.4824 | 30.3153 | 30.2606 | 0 | 7.2909 | -2.1134 | -2.8703 | -0.073001
Fixed O&M cost |  | 12.4504 | 13.9654 | 19.5164 | 20.6298 | 19.3201 | 19.5655 | 19.677 | 18.5341 | 18.3126 | 18.1205 | 0 | 3.9786 | -0.52826 | -0.54013 | -0.22543
Variable non fuel cost (7) |  | 1.5592 | 1.5205 | 1.5778 | 1.6781 | 1.7834 | 1.8555 | 1.9429 | 2.0378 | 2.3679 | 3.2402 | 0 | 0.9915 | 1.0099 | 0.9414 | 4.7471
Fuel cost |  | 26.0839 | 31.5304 | 23.9418 | 26.081 | 28.8379 | 28.8373 | 30.3892 | 31.269 | 29.5391 | 26.5681 | 0 | -1.8796 | 1.0097 | 0.81286 | -1.616
Tax on fuels and ETS auction payments |  | 1.1354 | 1.3667 | 4.6744 | 6.3172 | 8.4097 | 9.9913 | 10.4368 | 10.1305 | 10.7155 | 9.4625 | 0 | 16.5426 | 4.6911 | 0.13846 | -0.67981
Additional supply costs (Euro'13 per MWhe) |  | 34.6899 | 43.1363 | 28.0671 | 26.6484 | 32.8808 | 37.9046 | 46.8178 | 49.9973 | 49.6136 | 51.9708 | 0 | -4.7022 | 3.5862 | 2.8077 | 0.38789
Transmission, distribution and sales costs |  | 34.6899 | 42.8084 | 27.3745 | 25.9044 | 31.9313 | 36.83 | 45.589 | 48.7387 | 48.2121 | 50.2754 | 0 | -4.8991 | 3.5816 | 2.8412 | 0.31092
Other costs |  | 3.1359e-16 | 0.32792 | 0.69258 | 0.74396 | 0.94948 | 1.0746 | 1.2288 | 1.2586 | 1.4016 | 1.6954 | 0 | 8.537 | 3.7456 | 1.5933 | 3.0238
Estimation of RES supporting costs passed on to consumers (8) |  | 0 | 0 | 19.9606 | 24.1521 | 23.1812 | 19.0207 | 11.7632 | 4.6754 | 1.6545 | 1.2641
Average price of electricity (pre-tax) (Euro'13 per MWhe) |  | 99.8533 | 116.5036 | 123.1475 | 131.8548 | 135.8554 | 138.9417 | 142.7833 | 142.451 | 140.864 | 139.6227 | 0 | 1.2455 | 0.5249 | 0.24975 | -0.20034
Excise tax and VAT on electricity (Euro'13 per MWhe) |  | 15.3193 | 16.5631 | 17.6552 | 18.0051 | 18.2366 | 18.6322 | 19.1167 | 19.1765 | 19.1642 | 19.1987 | 0 | 0.83829 | 0.34293 | 0.28839 | 0.011587
Average price of electricity (after tax) (Euro'13 per MWhe) |  | 115.1725 | 133.0667 | 140.8027 | 149.8599 | 154.092 | 157.5739 | 161.9 | 161.6276 | 160.0282 | 158.8215 | 0 | 1.1956 | 0.5032 | 0.25433 | -0.17499
| 0 | 0 | 0 | 0 | 0 | 0 | 0 | 0 | 0 | 0 | 0 | 0 | 0 | 0 | 0 | 0
(1)Total (and average) costs include all costs related to electricity and steam generation in power plants (including the costs of energy consumed for On Site CHP steam generation), in district heating plants as well as in industrial and refinery boilers; they also include costs for transmission, distribution and net electricity imports
(2) including steam generation in district heating plants as well as in industrial and refinery boilers
(3) including steam generation in CHP power plants
(4) including investment in electricity and steam generation power plants, district heating plants as well as in industrial and refinery boilers.
(5) all types investment included: extension of lifetime, refurbishment, new plants construction
(6) average costs and prices calculated with respect to total electricity sales
(7) includes costs for CO2 storage were applicable
(8) extra costs due to renewable recovery which are passed on to consumers
Source: PRIMES

## pg-indicators
EU28:Reference scenario(REF2015f) | [15 empty] | POWER GENERATION INDICATORS
| 2000 | 2005 | 2010 | 2015 | 2020 | 2025 | 2030 | 2035 | 2040 | 2045 | 2050 | '00-'10 | '10-'20 | '20-'30 | '30-'40 | '40-'50
Annual % Change
Capacity indicators
Demand side load factor (1) (%)
Electricity | 68.249 | 67.6541 | 65.6463 | 69.0808 | 69.141 | 69.3948 | 69.4686 | 69.5665 | 69.7496 | 69.951 | 70.1088 | -0.38807 | 0.52002 | 0.047279 | 0.04038 | 0.051379
Steam | 77.9864 | 76.985 | 76.2473 | 71.7028 | 71.9873 | 72.1559 | 72.1299 | 71.6274 | 71.5566 | 71.673 | 71.7647 | -0.22527 | -0.57328 | 0.019787 | -0.07977 | 0.029046
System Reserve margin (2) | 1.4306 | 1.3863 | 1.4529 | 1.5011 | 1.4052 | 1.3221 | 1.2689 | 1.1941 | 1.1623 | 1.1509 | 1.1519 | 0.15475 | -0.33309 | -1.0152 | -0.87414 | -0.089596
Utilisation rate (3) of electric capacities (%)
Net capacity | 47.4991 | 48.1408 | 42.1248 | 36.5307 | 35.5314 | 36.6172 | 36.5441 | 38.1375 | 38.1568 | 36.8287 | 34.8957 | -1.1936 | -1.6878 | 0.28143 | 0.43278 | -0.88944
Utilisation rate (3) of steam capacities (%) | 49.5714 | 47.736 | 41.4796 | 42.6942 | 53.917 | 51.1727 | 51.5195 | 53.0035 | 54.058 | 53.8835 | 58.594 | -1.7663 | 2.6571 | -0.45383 | 0.48213 | 0.80899
Overall efficiency of net electricity production (4) (%) | 36.7913 | 37.1775 | 38.8995 | 42.2704 | 44.9656 | 46.6943 | 48.3024 | 50.6331 | 53.7068 | 56.9147 | 58.2006 | 0.55874 | 1.4597 | 0.71839 | 1.0662 | 0.8068
Efficiency of net thermal electricity production (%) | 34.8921 | 35.7896 | 36.268 | 37.3433 | 37.5876 | 38.635 | 39.57 | 42.941 | 45.8669 | 48.0049 | 46.4205 | 0.38752 | 0.35802 | 0.51528 | 1.4877 | 0.12006
Ratios for electricity and steam (%)
Net imports ratio (5) | 0.7791 | 0.49664 | 0.24774 | 0.62589 | 0.51721 | 0.26326 | 0.057706 | 0.046907 | 0.0069743 | 0.0047083 | -0.0060711 | -10.8258 | 7.6386 | -19.6926 | -19.0479 | 0
excluding self consumption | 0.82676 | 0.52633 | 0.26173 | 0.6608 | 0.54375 | 0.27571 | 0.060258 | 0.048835 | 0.0072321 | 0.0048727 | -0.0063173 | -10.8652 | 7.5857 | -19.7469 | -19.1044 | 0
Electricity losses ratio (6) | 7.1375 | 6.6297 | 6.3123 | 6.317 | 6.2128 | 6.1012 | 6.0381 | 5.9586 | 5.8704 | 5.7651 | 5.5975 | -1.2211 | -0.15879 | -0.28471 | -0.2813 | -0.47496
excluding self consumption | 7.5741 | 7.026 | 6.6689 | 6.6693 | 6.5316 | 6.3897 | 6.3052 | 6.2036 | 6.0874 | 5.9665 | 5.8245 | -1.2648 | -0.20779 | -0.35207 | -0.35092 | -0.44056
Self consumption ratio (7) | 5.3743 | 5.1989 | 4.9305 | 4.9624 | 4.5495 | 4.1661 | 3.874 | 3.5731 | 3.1922 | 2.9926 | 3.4654 | -0.85812 | -0.80093 | -1.5946 | -1.9172 | 0.82466
Shares in net electricity generation
Thermal generation (incl. biomass-waste, geothermal heat) | 55.4006 | 57.4943 | 55.4729 | 49.4507 | 46.1632 | 45.9723 | 42.2574 | 42.5303 | 42.8619 | 39.7072 | 35.4821 | 0.013043 | -1.8204 | -0.88013 | 0.14213 | -1.8718
Carbon free generation | 46.2666 | 45.1564 | 48.6694 | 54.9883 | 60.0856 | 60.9946 | 64.6462 | 64.325 | 64.0228 | 66.7916 | 71.0445 | 0.50759 | 2.1296 | 0.73427 | -0.096857 | 1.0461
Nuclear energy | 31.432 | 30.3356 | 27.3952 | 26.7235 | 22.9626 | 20.7995 | 21.8437 | 21.4652 | 19.1835 | 18.3828 | 17.8105 | -1.3652 | -1.7495 | -0.49828 | -1.2902 | -0.73987
Hydro and Intermittent Renewables | 13.1674 | 12.1701 | 17.1319 | 23.8258 | 30.8742 | 33.2282 | 35.8989 | 36.0045 | 37.9546 | 41.91 | 46.7074 | 2.6669 | 6.0667 | 1.5193 | 0.55841 | 2.0968
Biomass-waste, geothermal heat | 1.6672 | 2.6508 | 4.1423 | 4.4391 | 6.2488 | 6.9669 | 6.9036 | 6.8553 | 6.8846 | 6.4988 | 6.5266 | 9.5283 | 4.1971 | 1.0015 | -0.027518 | -0.53272
Electricity from CHP | 11.2407 | 12.3731 | 12.4789 | 11.7672 | 9.7835 | 10.9419 | 11.4257 | 12.2899 | 12.3341 | 12.8759 | 12.5457 | 1.0504 | -2.4041 | 1.5638 | 0.76803 | 0.17023
Generation in new plants
Electricity | 0 | 11.9878 | 27.1454 | 38.2315 | 55.1228 | 70.039 | 81.8946 | 85.9609 | 90.4964 | 92.8067 | 94.8971 | 0 | 7.3405 | 4.0381 | 1.0038 | 0.47596
Steam | 0 | 0.021897 | 0.059004 | 31.7796 | 57.3788 | 62.9413 | 72.3326 | 80.9435 | 92.1656 | 99.7584 | 99.9372 | 0 | 98.9699 | 2.343 | 2.4527 | 0.81283
CHP indicators
Net Electricity to steam capacity ratio | 0.40841 | 0.4602 | 0.40226 | 0.43248 | 0.46235 | 0.44673 | 0.48197 | 0.50677 | 0.53016 | 0.55025 | 0.56217 | -0.15159 | 1.4019 | 0.41648 | 0.95748 | 0.58804
Net Electricity to steam generation ratio | 0.34072 | 0.37934 | 0.40272 | 0.38785 | 0.32701 | 0.37123 | 0.4015 | 0.46572 | 0.4852 | 0.52418 | 0.5266 | 1.6857 | -2.0608 | 2.0733 | 1.9115 | 0.82224
Emissions (8)
CO2 emissions (in kt CO2) | 1646450.4328 | 1697365.3171 | 1510553.8725 | 1355686.3358 | 1213010.3043 | 1120612.4589 | 972245.1205 | 842720.5778 | 741731.2568 | 607669.9429 | 457929.827 | -0.85775 | -2.1698 | -2.1882 | -2.6699 | -4.7083
Thermal power plants | 1440267.0163 | 1517073.8075 | 1364086.3181 | 1220521.6793 | 1096597.5363 | 1012754.1779 | 881932.7211 | 767468.3212 | 679427.0699 | 551685.3797 | 405306.1435 | -0.54196 | -2.1591 | -2.155 | -2.5749 | -5.0349
of which for On Site CHP steam generation | 73323.7373 | 69606.9778 | 60264.0758 | 74820.9298 | 67397.8652 | 43573.7628 | 36766.3261 | 27380.603 | 22614.6463 | 21751.0926 | 21731.5443 | -1.9424 | 1.1251 | -5.8803 | -4.7436 | -0.39754
District heating units | 39390.763 | 39314.1297 | 40167.4413 | 32229.5471 | 29487.2505 | 25152.8003 | 20275.9851 | 18455.5132 | 14163.223 | 11427.0804 | 9809.536 | 0.19544 | -3.0437 | -3.6759 | -3.5243 | -3.6063
Industrial boilers | 143613.3501 | 118138.9712 | 86882.3087 | 80758.3193 | 72278.6493 | 69125.4918 | 58554.0442 | 46331.8107 | 38191.7577 | 35064.8686 | 33407.6464 | -4.9015 | -1.8234 | -2.0838 | -4.1833 | -1.3294
Refinery boilers | 23179.3035 | 22838.4087 | 19417.8044 | 22176.79 | 14646.8682 | 13579.9889 | 11482.3701 | 10464.9327 | 9949.2063 | 9492.6141 | 9406.501 | -1.7551 | -2.7803 | -2.4048 | -1.423 | -0.55935
CO2 emissions captured (in kt CO2) | 0 | 0 | 0 | 0 | 2863.8861 | 4618.3857 | 5277.763 | 5277.763 | 5277.763 | 30083.8141 | 151392.9039 | 0 | 0 | 6.304 | 0 | 39.8832
Carbon intensity
Power generation (per MWhe+MWhth) | 0.38079 | 0.36677 | 0.32868 | 0.30305 | 0.26337 | 0.23792 | 0.20247 | 0.17335 | 0.14883 | 0.11706 | 0.083439 | -1.4611 | -2.1909 | -2.5952 | -3.031 | -5.6227
Thermal power plants (per MWhe+MWhth) | 0.57293 | 0.53978 | 0.49794 | 0.49504 | 0.44973 | 0.40829 | 0.3678 | 0.3179 | 0.27337 | 0.22688 | 0.17421 | -1.3929 | -1.0132 | -1.991 | -2.9235 | -4.4057
District heating units (per MWhth) | 0.24497 | 0.22857 | 0.21783 | 0.19283 | 0.17579 | 0.15542 | 0.12669 | 0.11608 | 0.088452 | 0.071853 | 0.061961 | -1.1672 | -2.1215 | -3.2226 | -3.5288 | -3.497
Industrial boilers (per MWhth) | 0.2664 | 0.26729 | 0.24673 | 0.24917 | 0.21832 | 0.21419 | 0.1959 | 0.17297 | 0.14825 | 0.13217 | 0.12242 | -0.76433 | -1.2158 | -1.0777 | -2.7484 | -1.8959
Refinery boilers (per MWhth) | 0.26894 | 0.26385 | 0.26126 | 0.32734 | 0.22839 | 0.22313 | 0.20181 | 0.19548 | 0.197 | 0.18932 | 0.18868 | -0.28912 | -1.3359 | -1.2294 | -0.24101 | -0.43043
Emissions index (2000=1)
CO2 emissions | 1 | 1.0309 | 0.91746 | 0.8234 | 0.73674 | 0.68062 | 0.59051 | 0.51184 | 0.4505 | 0.36908 | 0.27813 | -0.85775 | -2.1698 | -2.1882 | -2.6699 | -4.7083
SO2 emissions (9) | 1 | 0.73139 | 0.29393 | 0.28975 | 0.28947 | 0.26798 | 0.23951 | 0.20558 | 0.16915 | 0.12436 | 0.10088 | -11.5242 | -0.15262 | -1.8769 | -3.4181 | -5.0378
NOx emissions (9) | 1 | 0.73789 | 0.30645 | 0.37827 | 0.58788 | 0.64617 | 0.67457 | 0.75913 | 0.87462 | 0.87246 | 0.86656 | -11.1543 | 6.7315 | 1.385 | 2.6313 | -0.092629
Other indicators
Electricity per capita (KWh per capita)
Production | 6213.1569 | 6690.5995 | 6663.2672 | 6432.2133 | 6583.285 | 6684.3577 | 6838.142 | 7007.3746 | 7220.315 | 7468.4565 | 7779.02 | 0.70186 | -0.12069 | 0.38054 | 0.54531 | 0.7481
Final demand | 5231.6215 | 5664.5398 | 5683.4289 | 5544.1952 | 5715.1494 | 5828.0164 | 5977.1817 | 6154.0187 | 6369.3384 | 6608.0477 | 6841.0041 | 0.83177 | 0.055672 | 0.44929 | 0.63749 | 0.71695
Distributed steam per capita (KWh per capita)
Production | 1272.963 | 1437.376 | 1448.3266 | 1325.6153 | 1351.786 | 1371.9418 | 1411.0698 | 1412.4547 | 1446.15 | 1436.8238 | 1439.0247 | 1.299 | -0.68745 | 0.43014 | 0.24587 | -0.04938
Final demand | 1172.1662 | 1326.5769 | 1323.68 | 1222.6279 | 1256.1743 | 1284.643 | 1330.9587 | 1339.0267 | 1378.3799 | 1375.093 | 1383.1116 | 1.223 | -0.52208 | 0.57996 | 0.35071 | 0.034275
Generation per unit of GDP (in MWh/MEuro'13)
Electricity | 267.6132 | 266.3725 | 258.4555 | 242.1523 | 230.7702 | 220.1303 | 211.4531 | 202.0736 | 193.4943 | 186.3953 | 180.4017 | -0.34759 | -1.1266 | -0.87038 | -0.88363 | -0.69817
Distributed steam | 97.8606 | 96.2919 | 90.4386 | 82.2696 | 77.4288 | 72.5645 | 67.4369 | 60.2634 | 55.8584 | 52.0167 | 48.5178 | -0.78562 | -1.5411 | -1.3722 | -1.8661 | -1.399
(1) demand side load factor = demand/(peak load x 8760hours)
(2) Ratio of confirmed capacity to peak load, where confirmed capacity is calculated by applying capacity credit factors per technology; the capacity credit factors for variable RES are below average annual availability of the corresponding RES resource, in conformity with system reliability and security of supply principles.
(3) utilisation rate = generation/(installed capacity x 8760hours)
(4) including nuclear, hydro, wind, etc.
(5) ratio of imports to electricity supply (in %)
(6) ratio of electricity transmission and distribution losses to electricity supply (in %)
(7) ratio of own consumption to electricity supply (in %)
(8) For total electricity and steam generation, i.e. including On Site CHP steam generation as well as industrial and refinery boilers
(9) The SO2 and NOx indicators relate to gross emissions following electricity and steam production and may not include additional end of pipe technology beyond the requirements of current legislation.
Source: PRIMES

## Explanation
(A) The total output of heat/steam from CHP can be higher than quantities shown here because these only include distributed heat/steam produced by CHP following EUROSTAT convention, according to which fuel consumption corresponding to on site steam/heat produced from CHP is accounted for in the final demand statistics as consumption of individual fuels and not as steam/heat, even if the fuel is in reality used in industrial CHP.
(B) PRIMES does not report separately on industrial waste. In order to ensure a consistent breakdown of supply and demand quanties, industrial waste is shown as part of total waste and of renewables. Given that only biodegradable waste counts towards the renewables targets, the indicators on the share of RES in gross final energy demand have been adjusted to exclude industrial waste. RES indicators have been calculated on the basis of the methodology developed by EUROSTAT, i.e. taking into account normalised hydro and wind production, increased weight for renewable electricity in road transport and aviation cap for gross final energy demand.
(C) For calculation of the RES-E and total RES in gross final energy consumption ratios, energy losses corresponding to hydrogen production from RES, which is stored and later converted back into electricity are excluded from gross electricity consumption and gross final energy consumption.
(D) Power generation includes electricity produced using hydrogen that has been derived from RES for storage purposes; it includes therefore both all the direct production of electricity from RES, which is partly used for transformation into hydrogen for storage purposes, and the indirect production of RES based electricity from that hydrogen; total electricity generation and fuel share numbers are therefore different from those shown in other sheets following a different concept.
Disclaimer: Energy and transport statistics reported in this publication and used for the modelling are mainly based on EUROSTAT and on the publications “EU Energy in Figures” of the Directorate General for Energy and “EU Transport in Figures” of the Directorate General for Mobility and Transport. Energy and transport statistical concepts have developed differently in the past according to their individual purposes. Energy demand in transport reflects usually sales of fuels at the point of refuelling, which can differ from the region of consumption. These differences should be borne in mind when comparing energy and transport figures. This applies in particular to transport activity ratios, such as energy efficiency in freight or passenger transport, which are measured in tonnes of oil equivalent per million tonne-km and in tonnes of oil equivalent per million passenger-km, respectively. For modelling purposes, some assumptions had to be made for calculating air and maritime transport performance and allocating it by MS. The transport volumes (number of passengers and tonnes) and distance matrices have been used for this purpose. By assumption, 50% of the calculated transport performance is allocated to the origin country and 50% to the destination country. The same “50%-50%” principle allocation applies to the EFTA countries and the candidate countries. For the international extra-EU activity, where the corresponding partner is outside EU-28 and is not an EFTA or candidate country, 100% of transport performance is allocated to the declaring EU MS country. These assumptions are used only for modelling purposes and shall be considered as model estimates and not as official data.
Abbreviations
GIC: Gross Inland Consumption
CHP: combined heat and power
Geographical regions
EU27: EU15 Member States + NM12 Member States
EU15: EU15 Member States (Austria, Belgium, Denmark, Finland, France, Germany, Greece, Ireland, Italy, Luxembourg, The Netherlands, Portugal, Spain, Sweden, United Kingdom)
NM12: New Member States (Bulgaria, Cyprus, Czech Republic, Estonia, Hungary, Latvia, Lithuania, Malta, Poland, Romania, Slovakia, Slovenia)
Units
toe: tonne of oil equivalent, or 107 kilocalories, or 41.86 GJ (Gigajoule)
Mtoe: million toe
GW: Gigawatt or 109 watt
kWh: kilowatt-hour or 103 watt-hour
MWh: megawatt-hour or 106 watt-hour
TWh: Terawatt-hour or 1012 watt-hour
t: metric tonnes, or 1000 kilogrammes
Mt: Million metric tonnes
km: kilometre
pkm: passenger-kilometre (one passenger transported a distance of one kilometre)
tkm: tonne-kilometre (one tonne transported a distance of one kilometre)
Gpkm: Giga passenger-kilometre, or 109 passenger-kilometre
Gtkm: Giga tonne-kilometre, or 109 tonne-kilometre