## Cover
Croatia:Reference scenario(REF2015f)
Detailed Analytical Results
Primes Ver. 4 Energy Model
E3M Lab
National Technical University of Athens
2016-07-19

## aggregate
Basic Results | [11 empty] | % change per annum
Croatia:Reference scenario(REF2015f) | 2000 | 2005 | 2010 | 2015 | 2020 | 2025 | 2030 | 2035 | 2040 | 2045 | 2050 | 2000-2010 | 2010-2030 | 2030-2050
Total Primary Energy (Mtoe) | 7.7933 | 8.8879 | 8.5612 | 8.0177 | 8.2338 | 7.9841 | 7.793 | 7.8861 | 7.9891 | 7.8749 | 7.9798 | 0.94419 | -0.469 | 0.11853
GDP (in 000 M€13) | 36.4734 | 45.3677 | 46.4313 | 44.6912 | 48.9081 | 51.8404 | 55.3785 | 60.792 | 67.3349 | 73.1777 | 78.6399 | 2.4433 | 0.88498 | 1.7689
CO2 Emissions (Mt of CO2) | 16.9593 | 20.1682 | 18.5744 | 17.0083 | 17.06 | 15.6933 | 14.7968 | 15.0701 | 14.8095 | 13.4531 | 13.3649 | 0.91381 | -1.1304 | -0.5076
Energy Intensity (toe/M€13) | 213.6709 | 195.908 | 184.3841 | 179.4025 | 168.3534 | 154.0139 | 140.7216 | 129.7234 | 118.6476 | 107.6137 | 101.4727 | -1.4633 | -1.3421 | -1.6217
Carbon Intensity of GDP (t of CO2/M€13) | 464.9774 | 444.5491 | 400.0392 | 380.5727 | 348.8178 | 302.7228 | 267.1945 | 247.8959 | 219.9382 | 183.8412 | 169.9511 | -1.493 | -1.9977 | -2.2369
Carbon/Energy (t of CO2/toe of GIC) | 2.1761 | 2.2692 | 2.1696 | 2.1213 | 2.0719 | 1.9656 | 1.8987 | 1.911 | 1.8537 | 1.7083 | 1.6748 | -0.030099 | -0.66452 | -0.6254
Indicators (1995 = 100) | [11 empty] | % change per annum
Croatia:Reference scenario(REF2015f) | 2000 | 2005 | 2010 | 2015 | 2020 | 2025 | 2030 | 2035 | 2040 | 2045 | 2050 | 2000-2010 | 2010-2030 | 2030-2050
Total Primary Energy | 110.2477 | 125.7324 | 121.1108 | 113.4224 | 116.4798 | 112.9474 | 110.2428 | 111.5611 | 113.0179 | 111.4024 | 112.886 | 0.94419 | -0.469 | 0.11853
GDP | 118.153 | 146.9657 | 150.4112 | 144.7741 | 158.4344 | 167.9334 | 179.395 | 196.9314 | 218.1268 | 237.0542 | 254.7485 | 2.4433 | 0.88498 | 1.7689
CO2 Emissions (1990=100) | 82.3475 | 97.9285 | 90.1895 | 82.5852 | 82.8365 | 76.2002 | 71.8475 | 73.1742 | 71.909 | 65.3227 | 64.8947 | 0.91381 | -1.1304 | -0.5076
Energy Intensity | 93.3092 | 85.5523 | 80.5198 | 78.3444 | 73.5193 | 67.2573 | 61.4526 | 56.6497 | 51.8129 | 46.9945 | 44.3127 | -1.4633 | -1.3421 | -1.6217
Carbon/Energy | 105.1947 | 109.692 | 104.8785 | 102.5455 | 100.1577 | 95.0151 | 91.7855 | 92.3759 | 89.6085 | 82.5815 | 80.9622 | -0.030099 | -0.66452 | -0.6254
Energy Intensity Indicators (2000 = 100) | [11 empty] | % change per annum
Croatia:Reference scenario(REF2015f) | 2000 | 2005 | 2010 | 2015 | 2020 | 2025 | 2030 | 2035 | 2040 | 2045 | 2050 | 2000-2010 | 2010-2030 | 2030-2050
Industry | 100 | 97.0854 | 87.9452 | 93.2592 | 86.9096 | 77.4595 | 68.8718 | 60.5061 | 56.3198 | 54.6232 | 53.2381 | -1.2764 | -1.2149 | -1.2791
Residential | 100 | 91.3376 | 88.4169 | 84.2893 | 75.4923 | 71.1509 | 66.3009 | 60.3567 | 54.3145 | 49.951 | 46.2306 | -1.2235 | -1.429 | -1.7867
Tertiary | 100 | 96.8475 | 99.3332 | 94.5944 | 91.0161 | 85.706 | 81.0079 | 74.2981 | 68.3575 | 65.4293 | 63.6017 | -0.066879 | -1.0145 | -1.2022
Transport | 100 | 99.9584 | 105.1086 | 109.6144 | 103.1454 | 96.4602 | 90.4211 | 83.733 | 77.3798 | 72.1683 | 67.7845 | 0.49948 | -0.74976 | -1.4304
Total Primary Energy (Mtoe) | [11 empty] | % change per annum
Croatia:Reference scenario(REF2015f) | 2000 | 2005 | 2010 | 2015 | 2020 | 2025 | 2030 | 2035 | 2040 | 2045 | 2050 | 2000-2010 | 2010-2030 | 2030-2050
Solids | 0.4311 | 0.6833 | 0.6825 | 0.75134 | 0.70754 | 0.32277 | 0.30539 | 0.28251 | 0.25251 | 0.026528 | 0.025001 | 4.7014 | -3.9411 | -11.7621
Oil | 3.9289 | 4.4896 | 3.6987 | 3.4144 | 3.2346 | 3.1736 | 3.1378 | 3.108 | 3.0315 | 3.0297 | 2.9826 | -0.60196 | -0.81886 | -0.25336
Natural gas | 2.2095 | 2.3698 | 2.6324 | 2.1437 | 2.4684 | 2.6511 | 2.3585 | 2.5894 | 2.6807 | 2.519 | 2.5637 | 1.7667 | -0.54789 | 0.41814
Nuclear | 0 | 0 | 0 | 0 | 0 | 0 | 0 | 0 | 0 | 0 | 0 | 0 | 0 | 0
Electricity | 0.3439 | 0.4395 | 0.4097 | 0.51358 | 0.4136 | 0.34968 | 0.40295 | 0.319 | 0.29631 | 0.40083 | 0.3702 | 1.7662 | -0.083043 | -0.42288
Renewables | 0.8799 | 0.9057 | 1.1379 | 1.1947 | 1.4097 | 1.487 | 1.5883 | 1.5872 | 1.7281 | 1.8988 | 2.0382 | 2.6047 | 1.6814 | 1.2549
Total Primary Energy | 7.7933 | 8.8879 | 8.5612 | 8.0177 | 8.2338 | 7.9841 | 7.793 | 7.8861 | 7.9891 | 7.8749 | 7.9798 | 0.94419 | -0.469 | 0.11853
Total Primary Energy in % | [11 empty] | % difference
Croatia:Reference scenario(REF2015f) | 2000 | 2005 | 2010 | 2015 | 2020 | 2025 | 2030 | 2035 | 2040 | 2045 | 2050 | 2000-2010 | 2010-2030 | 2030-2050
Solids | 5.5317 | 7.688 | 7.972 | 9.371 | 8.5931 | 4.0426 | 3.9188 | 3.5823 | 3.1607 | 0.33686 | 0.3133 | 2.4403 | -4.0532 | -3.6055
Oil | 50.4138 | 50.5136 | 43.2031 | 42.5851 | 39.2844 | 39.7485 | 40.2651 | 39.4114 | 37.9451 | 38.4733 | 37.377 | -7.2108 | -2.938 | -2.8881
Natural gas | 28.3513 | 26.6632 | 30.748 | 26.7373 | 29.9784 | 33.2041 | 30.2642 | 32.8344 | 33.5541 | 31.9878 | 32.128 | 2.3967 | -0.48382 | 1.8638
Nuclear | 0 | 0 | 0 | 0 | 0 | 0 | 0 | 0 | 0 | 0 | 0 | 0 | 0 | 0
Electricity | 4.4128 | 4.9449 | 4.7855 | 6.4055 | 5.0232 | 4.3797 | 5.1707 | 4.045 | 3.7089 | 5.09 | 4.6393 | 0.37278 | 0.38514 | -0.53142
Renewables | 11.2905 | 10.1903 | 13.2914 | 14.9011 | 17.1208 | 18.625 | 20.3813 | 20.1269 | 21.6312 | 24.112 | 25.5425 | 2.0009 | 7.0899 | 5.1612
Primary Energy Supply (Mtoe) | [11 empty] | % change per annum
Croatia:Reference scenario(REF2015f) | 2000 | 2005 | 2010 | 2015 | 2020 | 2025 | 2030 | 2035 | 2040 | 2045 | 2050 | 2000-2010 | 2010-2030 | 2030-2050
Production Oil&Gas | 2.6999 | 2.8937 | 2.9817 | 1.897 | 1.9966 | 1.8047 | 1.5542 | 1.441 | 1.347 | 1.2122 | 1.1176 | 0.99773 | -3.2052 | -1.6354
Production Solids | -1.4211e-17 | -2.1316e-17 | 4.6185e-17 | 0 | 0 | 0 | 0 | 0 | 0 | 0 | 0 | 0 | -100 | 0
Production RES | 0.8799 | 0.9057 | 1.2403 | 1.4706 | 1.6396 | 1.7062 | 1.8083 | 1.8015 | 1.9807 | 2.1431 | 2.2932 | 3.4926 | 1.9031 | 1.1948
Production Nuclear | 0 | 0 | 0 | 0 | 0 | 0 | 0 | 0 | 0 | 0 | 0 | 0 | 0 | 0
Net Imports Oil&Gas | 3.3113 | 4.1442 | 3.4553 | 3.6683 | 3.7136 | 4.0269 | 3.9491 | 4.2633 | 4.3723 | 4.3438 | 4.4361 | 0.42659 | 0.67011 | 0.58312
Net Imports Solids | 0.4784 | 0.6239 | 0.6993 | 0.75134 | 0.70754 | 0.32277 | 0.30539 | 0.28251 | 0.25251 | 0.026528 | 0.025001 | 3.8693 | -4.0579 | -11.7621
Net Imports Electricity | 0.3439 | 0.4395 | 0.4097 | 0.51358 | 0.4136 | 0.34968 | 0.40295 | 0.319 | 0.29631 | 0.40083 | 0.3702 | 1.7662 | -0.083043 | -0.42288
Net Imports RES | 0 | 0 | -0.1031 | -0.27591 | -0.22987 | -0.2191 | -0.22003 | -0.21427 | -0.25253 | -0.24426 | -0.25495 | 0 | 3.863 | 0.73936
Primary Energy Supply | 7.7134 | 9.007 | 8.6832 | 8.0249 | 8.241 | 7.9912 | 7.7999 | 7.8931 | 7.9962 | 7.8821 | 7.9871 | 1.1914 | -0.53495 | 0.11864
Primary Energy Production | 3.5798 | 3.7994 | 4.222 | 3.3676 | 3.6362 | 3.5109 | 3.3625 | 3.2425 | 3.3276 | 3.3552 | 3.4108 | 1.6637 | -1.1316 | 0.071263
Primary Energy Supply in % | [11 empty] | % difference
Croatia:Reference scenario(REF2015f) | 2000 | 2005 | 2010 | 2015 | 2020 | 2025 | 2030 | 2035 | 2040 | 2045 | 2050 | 2000-2010 | 2010-2030 | 2030-2050
Production Oil&Gas | 35.0027 | 32.1272 | 34.3387 | 23.6385 | 24.2275 | 22.5841 | 19.9258 | 18.2566 | 16.845 | 15.3788 | 13.9924 | -0.664 | -14.4129 | -5.9334
Production Solids | -1.8424e-16 | -2.3666e-16 | 5.3189e-16 | 0 | 0 | 0 | 0 | 0 | 0 | 0 | 0 | 7.1613e-16 | -5.3189e-16 | 0
Production RES | 11.4074 | 10.0555 | 14.2839 | 18.3257 | 19.8953 | 21.3505 | 23.184 | 22.8238 | 24.7702 | 27.1889 | 28.7112 | 2.8765 | 8.9001 | 5.5272
Production Nuclear | 0 | 0 | 0 | 0 | 0 | 0 | 0 | 0 | 0 | 0 | 0 | 0 | 0 | 0
Net Imports Oil&Gas | 42.9292 | 46.0109 | 39.7929 | 45.7115 | 45.0621 | 50.3923 | 50.6298 | 54.0136 | 54.6795 | 55.1094 | 55.5404 | -3.1363 | 10.8369 | 4.9106
Net Imports Solids | 6.2022 | 6.9268 | 8.0535 | 9.3626 | 8.5856 | 4.0391 | 3.9153 | 3.5792 | 3.1579 | 0.33655 | 0.31302 | 1.8513 | -4.1382 | -3.6023
Net Imports Electricity | 4.4585 | 4.8795 | 4.7183 | 6.3997 | 5.0188 | 4.3759 | 5.1661 | 4.0415 | 3.7056 | 5.0853 | 4.635 | 0.25983 | 0.44776 | -0.53104
Net Imports RES | 0 | 0 | -1.1874 | -3.4381 | -2.7893 | -2.7418 | -2.8209 | -2.7147 | -3.1582 | -3.0989 | -3.1921 | -1.1874 | -1.6336 | -0.37117
Total Import Dependence | 52.9209 | 58.431 | 52.0688 | 58.0357 | 55.8772 | 56.0654 | 56.8902 | 58.9196 | 58.3848 | 57.4323 | 57.2964 | -0.85215 | 4.8215 | 0.40618
Oil and gas import share in primary supply | 42.9292 | 46.0109 | 39.7929 | 45.7115 | 45.0621 | 50.3923 | 50.6298 | 54.0136 | 54.6795 | 55.1094 | 55.5404 | -3.1363 | 10.8369 | 4.9106
Total Final Energy by Sector (Mtoe) | [11 empty] | % change per annum
Croatia:Reference scenario(REF2015f) | 2000 | 2005 | 2010 | 2015 | 2020 | 2025 | 2030 | 2035 | 2040 | 2045 | 2050 | 2000-2010 | 2010-2030 | 2030-2050
Heavy Industry | 0.8468 | 0.9074 | 0.7523 | 0.74476 | 0.73632 | 0.66869 | 0.60116 | 0.56029 | 0.5641 | 0.57515 | 0.59027 | -1.1763 | -1.1151 | -0.091335
Other Industries | 0.5307 | 0.656 | 0.6137 | 0.64883 | 0.65873 | 0.62226 | 0.60064 | 0.58043 | 0.5924 | 0.61405 | 0.63367 | 1.4637 | -0.10752 | 0.26807
Residential | 1.666 | 1.9221 | 1.8928 | 1.7844 | 1.7743 | 1.7795 | 1.7783 | 1.784 | 1.7851 | 1.7911 | 1.7883 | 1.2845 | -0.31154 | 0.028052
Tertiary | 0.7808 | 0.9347 | 1.0181 | 0.93407 | 0.99347 | 0.9977 | 1.0136 | 1.0279 | 1.0553 | 1.1072 | 1.1646 | 2.6893 | -0.021991 | 0.6968
Transport | 1.5468 | 1.9232 | 2.0697 | 2.0775 | 2.1394 | 2.1207 | 2.1236 | 2.1587 | 2.2097 | 2.2397 | 2.2606 | 2.955 | 0.12859 | 0.3132
Total Final Energy | 5.3711 | 6.3434 | 6.3466 | 6.1896 | 6.3022 | 6.1888 | 6.1173 | 6.1114 | 6.2066 | 6.3272 | 6.4375 | 1.6829 | -0.18383 | 0.25544
Total Final Energy by Sector in % | [11 empty] | % difference
Croatia:Reference scenario(REF2015f) | 2000 | 2005 | 2010 | 2015 | 2020 | 2025 | 2030 | 2035 | 2040 | 2045 | 2050 | 2000-2010 | 2010-2030 | 2030-2050
Heavy Industry | 15.7659 | 14.3046 | 11.8536 | 12.0325 | 11.6836 | 10.8049 | 9.8271 | 9.1679 | 9.0887 | 9.0901 | 9.1692 | -3.9123 | -2.0264 | -0.65794
Other Industries | 9.8807 | 10.3415 | 9.6697 | 10.4825 | 10.4524 | 10.0547 | 9.8187 | 9.4975 | 9.5447 | 9.705 | 9.8434 | -0.21091 | 0.14893 | 0.024769
Residential | 31.0179 | 30.3008 | 29.8238 | 28.829 | 28.1534 | 28.7532 | 29.0698 | 29.192 | 28.7622 | 28.3079 | 27.7792 | -1.194 | -0.754 | -1.2906
Tertiary | 14.5371 | 14.735 | 16.0417 | 15.091 | 15.7639 | 16.121 | 16.5699 | 16.8194 | 17.0024 | 17.4993 | 18.0915 | 1.5046 | 0.52826 | 1.5216
Transport | 28.7986 | 30.3181 | 32.6112 | 33.5649 | 33.9467 | 34.2663 | 34.7144 | 35.3233 | 35.602 | 35.3976 | 35.1166 | 3.8126 | 2.1032 | 0.40223
Total Final Energy by Fuel (Mtoe) | [11 empty] | % change per annum
Croatia:Reference scenario(REF2015f) | 2000 | 2005 | 2010 | 2015 | 2020 | 2025 | 2030 | 2035 | 2040 | 2045 | 2050 | 2000-2010 | 2010-2030 | 2030-2050
Solids | 0.0744 | 0.1458 | 0.1504 | 0.13924 | 0.13078 | 0.11197 | 0.088712 | 0.058898 | 0.033362 | 0.022723 | 0.017199 | 7.292 | -2.605 | -7.8753
Oil | 2.6828 | 3.1081 | 2.9018 | 2.7546 | 2.5678 | 2.4983 | 2.4497 | 2.4305 | 2.4269 | 2.4234 | 2.4289 | 0.78779 | -0.84323 | -0.042636
Gas | 1.0088 | 1.2362 | 1.2877 | 1.1705 | 1.2306 | 1.1966 | 1.1556 | 1.1437 | 1.1887 | 1.2349 | 1.2277 | 2.471 | -0.53973 | 0.30315
Electricity | 1.0176 | 1.2396 | 1.3638 | 1.3169 | 1.3921 | 1.3904 | 1.4128 | 1.4713 | 1.5403 | 1.6407 | 1.7623 | 2.9716 | 0.17658 | 1.1115
Steam Distrib.(A) | 0.213 | 0.2576 | 0.2455 | 0.22594 | 0.24059 | 0.25848 | 0.27372 | 0.28823 | 0.31178 | 0.31463 | 0.31815 | 1.4302 | 0.5455 | 0.75487
Renewables | 0.3745 | 0.3561 | 0.3974 | 0.58246 | 0.74025 | 0.73303 | 0.73678 | 0.7188 | 0.70551 | 0.69078 | 0.68321 | 0.59528 | 3.1348 | -0.37668
Total Final Energy | 5.3711 | 6.3434 | 6.3466 | 6.1896 | 6.3022 | 6.1888 | 6.1173 | 6.1114 | 6.2066 | 6.3272 | 6.4375 | 1.6829 | -0.18383 | 0.25544
Total Final Energy by Fuel in % | [11 empty] | % difference
Croatia:Reference scenario(REF2015f) | 2000 | 2005 | 2010 | 2015 | 2020 | 2025 | 2030 | 2035 | 2040 | 2045 | 2050 | 2000-2010 | 2010-2030 | 2030-2050
Solids | 1.3852 | 2.2985 | 2.3698 | 2.2496 | 2.0752 | 1.8092 | 1.4502 | 0.96374 | 0.53752 | 0.35913 | 0.26717 | 0.98458 | -0.91958 | -1.183
Oil | 49.9488 | 48.9974 | 45.7221 | 44.5033 | 40.745 | 40.3674 | 40.0456 | 39.7693 | 39.1027 | 38.3023 | 37.7305 | -4.2267 | -5.6765 | -2.3152
Gas | 18.782 | 19.488 | 20.2896 | 18.91 | 19.5271 | 19.3353 | 18.8907 | 18.7146 | 19.1517 | 19.5169 | 19.0713 | 1.5076 | -1.3989 | 0.18063
Electricity | 18.9458 | 19.5416 | 21.4887 | 21.2765 | 22.0892 | 22.4671 | 23.0949 | 24.0744 | 24.8174 | 25.9312 | 27.3761 | 2.5428 | 1.6062 | 4.2812
Steam Distrib.(A) | 3.9657 | 4.0609 | 3.8682 | 3.6503 | 3.8175 | 4.1766 | 4.4745 | 4.7162 | 5.0235 | 4.9727 | 4.942 | -0.097455 | 0.60629 | 0.46755
Renewables | 6.9725 | 5.6137 | 6.2616 | 9.4103 | 11.746 | 11.8444 | 12.0441 | 11.7617 | 11.3672 | 10.9178 | 10.613 | -0.71088 | 5.7825 | -1.4312
Energy related CO2 Emissions (Mt) | [11 empty] | % change per annum
Croatia:Reference scenario(REF2015f) | 2000 | 2005 | 2010 | 2015 | 2020 | 2025 | 2030 | 2035 | 2040 | 2045 | 2050 | 2000-2010 | 2010-2030 | 2030-2050
Power and Distr. Steam | 4.1412 | 5.0893 | 4.2609 | 3.5348 | 4.0556 | 3.3177 | 2.8021 | 3.3698 | 3.2675 | 1.8843 | 1.8946 | 0.28535 | -2.0738 | -1.9376
Energy Branch | 1.9984 | 2.0103 | 1.8116 | 1.7236 | 1.7161 | 1.4805 | 1.47 | 1.4179 | 1.293 | 1.2701 | 1.1956 | -0.97639 | -1.0393 | -1.0277
Industry | 2.8822 | 3.4921 | 2.8371 | 2.896 | 2.7235 | 2.3457 | 1.9376 | 1.5944 | 1.4066 | 1.3655 | 1.3494 | -0.15779 | -1.8887 | -1.7926
Residential | 1.9186 | 2.3909 | 2.1179 | 1.6993 | 1.7044 | 1.7452 | 1.7645 | 1.7979 | 1.8034 | 1.8177 | 1.7641 | 0.99316 | -0.90864 | -0.0012466
Tertiary | 1.4737 | 1.4656 | 1.3921 | 1.1752 | 1.1804 | 1.1661 | 1.1714 | 1.1602 | 1.1881 | 1.2154 | 1.2145 | -0.56802 | -0.8596 | 0.18095
Transport | 4.5452 | 5.7199 | 6.1547 | 5.9793 | 5.68 | 5.6381 | 5.6513 | 5.7299 | 5.851 | 5.9001 | 5.9467 | 3.078 | -0.42575 | 0.25506
Total energy related CO2 Emissions | 16.9593 | 20.1682 | 18.5744 | 17.0083 | 17.06 | 15.6933 | 14.7968 | 15.0701 | 14.8095 | 13.4531 | 13.3649 | 0.91381 | -1.1304 | -0.5076
ETS excluding aviation | 0 | 9.7799 | 8.0727 | 7.4678 | 7.8596 | 6.564 | 5.7005 | 5.932 | 5.5585 | 4.1184 | 4.035 | 0 | -1.7246 | -1.7129
Aviation | 0 | 0.29339 | 0.32496 | 0.40227 | 0.43346 | 0.46293 | 0.48487 | 0.51751 | 0.56569 | 0.60297 | 0.63342 | 0 | 2.0211 | 1.3452
non - ETS | 0 | 10.0949 | 10.1767 | 9.1382 | 8.767 | 8.6664 | 8.6114 | 8.6205 | 8.6853 | 8.7317 | 8.6965 | 0 | -0.83157 | 0.04917
Energy related CO2 Emissions in % | [11 empty] | % difference
Croatia:Reference scenario(REF2015f) | 2000 | 2005 | 2010 | 2015 | 2020 | 2025 | 2030 | 2035 | 2040 | 2045 | 2050 | 2000-2010 | 2010-2030 | 2030-2050
Power and Distr. Steam | 24.4185 | 25.2344 | 22.9397 | 20.7831 | 23.7727 | 21.1407 | 18.937 | 22.3611 | 22.0636 | 14.0064 | 14.1762 | -1.4788 | -4.0027 | -4.7608
Energy Branch | 11.7835 | 9.9678 | 9.7534 | 10.1342 | 10.0592 | 9.4339 | 9.9347 | 9.4086 | 8.7306 | 9.4413 | 8.946 | -2.0301 | 0.18128 | -0.98862
Industry | 16.995 | 17.3149 | 15.2741 | 17.027 | 15.9643 | 14.947 | 13.0944 | 10.5796 | 9.4977 | 10.1504 | 10.0966 | -1.7208 | -2.1797 | -2.9978
Residential | 11.313 | 11.8548 | 11.4022 | 9.9912 | 9.9905 | 11.1207 | 11.9248 | 11.9304 | 12.1772 | 13.5114 | 13.1991 | 0.089274 | 0.52255 | 1.2743
Tertiary | 8.6898 | 7.2669 | 7.4949 | 6.9094 | 6.9189 | 7.4306 | 7.9163 | 7.6988 | 8.0225 | 9.034 | 9.0871 | -1.1949 | 0.42142 | 1.1708
Transport | 26.8004 | 28.3612 | 33.1357 | 35.1552 | 33.2945 | 35.927 | 38.1928 | 38.0216 | 39.5084 | 43.8565 | 44.4949 | 6.3354 | 5.0571 | 6.302
ETS excluding aviation | 0 | 48.4915 | 43.4615 | 43.9071 | 46.0701 | 41.8265 | 38.5253 | 39.363 | 37.5332 | 30.613 | 30.1909 | 43.4615 | -4.9362 | -8.3344
Aviation | 0 | 1.4547 | 1.7495 | 2.3651 | 2.5408 | 2.9499 | 3.2769 | 3.434 | 3.8197 | 4.482 | 4.7394 | 1.7495 | 1.5274 | 1.4625
non - ETS | 0 | 50.0538 | 54.789 | 53.7278 | 51.3891 | 55.2236 | 58.1978 | 57.203 | 58.647 | 64.905 | 65.0697 | 54.789 | 3.4088 | 6.8719
Power Generation (TWh net) | [11 empty] | % change per annum
Croatia:Reference scenario(REF2015f) | 2000 | 2005 | 2010 | 2015 | 2020 | 2025 | 2030 | 2035 | 2040 | 2045 | 2050 | 2000-2010 | 2010-2030 | 2030-2050
From Solids | 1.4264 | 2.0892 | 2.1467 | 2.4757 | 2.5195 | 0.85073 | 0.80463 | 0.79801 | 0.79845 | 0.014298 | 0.022015 | 4.1725 | -4.7882 | -16.4675
From Oil | 1.5616 | 1.7144 | 0.51962 | 0.073893 | 0.024042 | 0.23832 | 0.25389 | 0.24897 | 0.17408 | 0.17442 | 0.075319 | -10.4199 | -3.5177 | -5.8949
From Gas | 1.465 | 1.7638 | 2.4743 | 2.1867 | 3.9291 | 5.1355 | 3.9061 | 5.4537 | 5.4078 | 4.2075 | 4.7037 | 5.3807 | 2.3092 | 0.93339
From Nuclear | 0 | 0 | 0 | 0 | 0 | 0 | 0 | 0 | 0 | 0 | 0 | 0 | 0 | 0
From RES | 5.8291 | 6.3231 | 8.3897 | 6.9588 | 7.2642 | 8.1068 | 8.9192 | 8.9941 | 10.147 | 12.0764 | 13.4486 | 3.7086 | 0.30644 | 2.0746
Total Power Generation | 10.2821 | 11.8906 | 13.5304 | 11.6951 | 13.7368 | 14.3314 | 13.8838 | 15.4949 | 16.5273 | 16.4726 | 18.2496 | 2.7833 | 0.129 | 1.3765
Net Power Generation in % | [11 empty] | % difference
Croatia:Reference scenario(REF2015f) | 2000 | 2005 | 2010 | 2015 | 2020 | 2025 | 2030 | 2035 | 2040 | 2045 | 2050 | 2000-2010 | 2010-2030 | 2030-2050
From Solids | 13.8727 | 17.5706 | 15.866 | 21.1688 | 18.3413 | 5.9361 | 5.7954 | 5.1502 | 4.8311 | 0.086799 | 0.12063 | 1.9933 | -10.0705 | -5.6748
From Oil | 15.1876 | 14.4183 | 3.8404 | 0.63183 | 0.17502 | 1.6629 | 1.8287 | 1.6068 | 1.0533 | 1.0588 | 0.41271 | -11.3472 | -2.0117 | -1.4159
From Gas | 14.2481 | 14.8337 | 18.287 | 18.6978 | 28.6029 | 35.8339 | 28.1342 | 35.1971 | 32.7204 | 25.5423 | 25.7743 | 4.0389 | 9.8472 | -2.3599
From Nuclear | 0 | 0 | 0 | 0 | 0 | 0 | 0 | 0 | 0 | 0 | 0 | 0 | 0 | 0
From RES | 56.6916 | 53.1774 | 62.0066 | 59.5016 | 52.8808 | 56.5671 | 64.2417 | 58.046 | 61.3952 | 73.312 | 73.6923 | 5.315 | 2.235 | 9.4507
Power Capacity (GW net) | [11 empty] | % change per annum
Croatia:Reference scenario(REF2015f) | 2000 | 2005 | 2010 | 2015 | 2020 | 2025 | 2030 | 2035 | 2040 | 2045 | 2050 | 2000-2010 | 2010-2030 | 2030-2050
Solids | 0.31121 | 0.31121 | 0.31121 | 0.31121 | 0.6575 | 0.6575 | 0.6575 | 0.65629 | 0.65629 | 0.46309 | 0.46309 | 0 | 3.8108 | -1.7373
Oil | 0.61484 | 0.64592 | 0.64905 | 0.18539 | 0.14977 | 0.1529 | 0.10692 | 0.065199 | 0.029574 | 0.029574 | 0.016084 | 0.54294 | -8.6225 | -9.0367
Gas | 0.78131 | 0.91921 | 1.0309 | 1.7064 | 1.3931 | 1.2464 | 1.1662 | 0.95824 | 0.8293 | 0.8574 | 0.99949 | 2.8108 | 0.61855 | -0.76832
Nuclear | 0 | 0 | 0 | 0 | 0 | 0 | 0 | 0 | 0 | 0 | 0 | 0 | 0 | 0
RES | 2.079 | 2.069 | 2.2249 | 2.6807 | 2.692 | 3.219 | 3.5874 | 3.5878 | 3.9967 | 5.0365 | 5.8598 | 0.68034 | 2.4174 | 2.4838
Total Power Generation excl.generation for RES storage | 3.7864 | 3.9453 | 4.216 | 4.8837 | 4.8924 | 5.2758 | 5.518 | 5.2675 | 5.5118 | 6.3866 | 7.3385 | 1.0806 | 1.3548 | 1.4358
Net Power Capacity in % | [11 empty] | % difference
Croatia:Reference scenario(REF2015f) | 2000 | 2005 | 2010 | 2015 | 2020 | 2025 | 2030 | 2035 | 2040 | 2045 | 2050 | 2000-2010 | 2010-2030 | 2030-2050
Solids | 8.2192 | 7.8881 | 7.3816 | 6.3724 | 13.4393 | 12.4628 | 11.9156 | 12.4593 | 11.907 | 7.2511 | 6.3105 | -0.83759 | 4.534 | -5.6051
Oil | 16.2383 | 16.3719 | 15.395 | 3.7961 | 3.0613 | 2.8982 | 1.9377 | 1.2377 | 0.53655 | 0.46306 | 0.21917 | -0.84336 | -13.4573 | -1.7185
Gas | 20.6348 | 23.2989 | 24.4517 | 34.9404 | 28.4744 | 23.6248 | 21.1343 | 18.1914 | 15.0458 | 13.425 | 13.6199 | 3.8169 | -3.3174 | -7.5144
Nuclear | 0 | 0 | 0 | 0 | 0 | 0 | 0 | 0 | 0 | 0 | 0 | 0 | 0 | 0
RES | 54.9076 | 52.4411 | 52.7717 | 54.891 | 55.025 | 61.0143 | 65.0125 | 68.1116 | 72.5106 | 78.8609 | 79.8505 | -2.136 | 12.2408 | 14.838
Net Power Capacity Investment (GW net) | [11 empty] | Total in GW
Croatia:Reference scenario(REF2015f) |  | 00-05 | 05-10 | 10-15 | 15-20 | 20-25 | 25-30 | 30-35 | 35-40 | 40-45 | 45-50 | 2000-2010 | 2010-2030 | 2030-2050
Solids |  | 0 | 0 | 0 | 0.4643 | 0 | 0 | 0 | 0 | 0 | 0 | 0 | 0.4643 | 0
Oil |  | 0.0591 | 0.003135 | 0 | 0.0088557 | 0.037548 | 0.0008417 | 0.016549 | 0 | 0 | 0 | 0.062235 | 0.047245 | 0.016549
Gas |  | 0.1379 | 0.11167 | 0.2364 | 0.38119 | 0.1573 | 0.038799 | 0.16321 | 0.16723 | 0.26771 | 0.27999 | 0.24957 | 0.81369 | 0.87814
Nuclear |  | 0 | 0 | 0 | 0 | 0 | 0 | 0 | 0 | 0 | 0 | 0 | 0 | 0
RES |  | 0.026954 | 0.1559 | 0.50486 | 0.011327 | 0.52693 | 0.36844 | 0.0063966 | 0.54322 | 1.3982 | 1.634 | 0.18285 | 1.4115 | 3.5818
Total net power capacity investment |  | 0.22395 | 0.27071 | 0.74126 | 0.86568 | 0.72178 | 0.40808 | 0.18615 | 0.71045 | 1.6659 | 1.9139 | 0.49466 | 2.7368 | 4.4765
Power Generation Indicators (%) | [11 empty] | % difference
Croatia:Reference scenario(REF2015f) | 2000 | 2005 | 2010 | 2015 | 2020 | 2025 | 2030 | 2035 | 2040 | 2045 | 2050 | 2000-2010 | 2010-2030 | 2030-2050
Efficiency of thermal power generation | 33.1251 | 34.9378 | 37.4645 | 43.9956 | 47.4807 | 46.6692 | 45.0571 | 47.1209 | 46.4325 | 48.3862 | 50.7652 | 4.3394 | 7.5926 | 5.7081
Load Factor | 30.9997 | 34.4048 | 36.6358 | 27.3371 | 32.0525 | 31.0098 | 28.7224 | 33.5797 | 34.2297 | 29.4435 | 28.3886 | 5.6361 | -7.9134 | -0.33377
CHP share | 16.8041 | 0 | 14.3 | 15.4598 | 18.8854 | 19.9682 | 23.6557 | 22.8744 | 22.8154 | 27.4623 | 27.8648 | -2.5041 | 9.3557 | 4.2091
Share of non-fossil fuels | 54.9888 | 51.457 | 60.7258 | 58.4838 | 51.9706 | 56.022 | 63.6791 | 57.5207 | 60.9242 | 73.048 | 73.432 | 5.737 | 2.9533 | 9.753
Carbon intensity (t CO2 / MWh) | 0.28172 | 0.30131 | 0.23092 | 0.23904 | 0.23695 | 0.17813 | 0.15471 | 0.16679 | 0.1493 | 0.089985 | 0.082614 | -0.050795 | -0.076214 | -0.072097
CO2 emissions captured (in Mt CO2) | 0 | 0 | 0 | 0 | 0 | 0 | 0 | 0 | 0 | 0 | 0 | 0 | 0 | 0
Economic Cost Indicators | [11 empty] | % change per annum
Croatia:Reference scenario(REF2015f) | 2000 | 2005 | 2010 | 2015 | 2020 | 2025 | 2030 | 2035 | 2040 | 2045 | 2050 | 2000-2010 | 2010-2030 | 2030-2050
Total Cost of Energy in billion €'13 | 4.4381 | 5.8741 | 7.6072 | 7.5181 | 9.0773 | 10.2612 | 11.0718 | 12.0782 | 12.9906 | 13.6793 | 14.303 | 5.5364 | 1.8942 | 1.2886
- excluding disutility costs | 4.4381 | 5.8741 | 7.6072 | 7.5181 | 9.0773 | 10.2612 | 11.0718 | 12.0782 | 12.9906 | 13.6793 | 14.303 | 5.5364 | 1.8942 | 1.2886
- excluding auction payments | 4.4381 | 5.8741 | 7.6072 | 7.4829 | 9.005 | 10.1468 | 10.9278 | 11.9271 | 12.8382 | 13.5129 | 14.1564 | 5.5364 | 1.8276 | 1.3027
Total Cost of Energy as % of GDP | 12.1682 | 12.9478 | 16.3838 | 16.8224 | 18.56 | 19.7939 | 19.9929 | 19.8681 | 19.2926 | 18.6933 | 18.188 | 4.2156 | 3.6091 | -1.8049
- excluding disutility costs | 12.1682 | 12.9478 | 16.3838 | 16.8224 | 18.56 | 19.7939 | 19.9929 | 19.8681 | 19.2926 | 18.6933 | 18.188 | 4.2156 | 3.6091 | -1.8049
- excluding auction payments | 12.1682 | 12.9478 | 16.3838 | 16.7436 | 18.412 | 19.5732 | 19.7328 | 19.6196 | 19.0663 | 18.4659 | 18.0015 | 4.2156 | 3.3491 | -1.7313
Total Cost of Energy system per Unit of Final Consumption (€'13/Mwh) | 71.0617 | 79.6377 | 103.0818 | 104.4592 | 123.8697 | 142.5907 | 155.6525 | 169.9655 | 180.002 | 185.9319 | 191.0762 | 3.7898 | 2.0819 | 1.0305
Average Price of Electricity in Final demand sectors (€'13/MWh) | 95.9386 | 83.7107 | 108.9511 | 110.2359 | 121.6835 | 130.7146 | 134.657 | 141.1444 | 145.8803 | 146.5711 | 142.1652 | 1.28 | 1.0648 | 0.27166
Energy Related Expenses in Residential (€'13/household) | 859.5006 | 1336.7783 | 1544.8473 | 1606.4083 | 1851.1099 | 2245.424 | 2493.6499 | 2864.4936 | 3116.3467 | 3311.6595 | 3446.8664 | 6.0386 | 2.423 | 1.6318
Energy Related Expenses in Tertiary (€'13/000€'13 of Value Added) | 29.5561 | 26.932 | 36.0109 | 34.6536 | 38.5164 | 38.2743 | 37.368 | 36.1021 | 34.3869 | 33.0291 | 32.4512 | 1.995 | 0.18513 | -0.7029
Energy Related Expenses in Industry (€'13/000€'13 of Value Added) | 105.9436 | 100.8011 | 147.1238 | 127.4832 | 139.9617 | 149.7207 | 145.7036 | 142.6255 | 140.3876 | 139.3107 | 139.9408 | 3.3382 | -0.048488 | -0.20157
Fuel Purchase costs in Transport (€'13/100tkm) | 25.5031 | 13.8506 | 17.3875 | 16.1908 | 17.7896 | 17.1391 | 16.6757 | 16.4486 | 16.3215 | 15.9297 | 15.7229 | -3.758 | -0.20878 | -0.29375
Average Cost of Gross Electricity Generation (€'13/MWh) | 82.5481 | 74.7559 | 66.9589 | 59.446 | 67.2594 | 78.9503 | 85.051 | 84.291 | 87.4247 | 84.7238 | 83.3645 | -2.0713 | 1.203 | -0.10009
Croatia:Reference scenario(REF2015f) |  | 00-05 | 05-10 | 10-15 | 15-20 | 20-25 | 25-30 | 30-35 | 35-40 | 40-45 | 45-50 | 2000-2010 | 2010-2030 | 2030-2050
Power Generation Investment (billion €'13) |  | 0.20788 | 0.45856 | 0.87749 | 0.94869 | 0.50987 | 0.46743 | 0.049727 | 0.62718 | 1.062 | 0.93841 | 0.66644 | 2.8035 | 2.6773
Economic Cost Indicators (2000 = 100)
Croatia:Reference scenario(REF2015f) | 2000 | 2005 | 2010 | 2015 | 2020 | 2025 | 2030 | 2035 | 2040 | 2045 | 2050
Energy Related Expenses in Residential | 100 | 155.5297 | 179.7378 | 186.9002 | 215.3704 | 261.2475 | 290.1278 | 333.2742 | 362.5764 | 385.3004 | 401.0313
Energy Related Expenses in Tertiary | 100 | 91.1216 | 121.8392 | 117.247 | 130.3163 | 129.4972 | 126.4308 | 122.1479 | 116.3445 | 111.7508 | 109.7954
Energy Related Expenses in Industry | 100 | 95.146 | 138.8699 | 120.3312 | 132.1096 | 141.3211 | 137.5294 | 134.624 | 132.5116 | 131.4951 | 132.0899
Fuel Purchase costs in Transport | 100 | 54.3096 | 68.1781 | 63.4855 | 69.7548 | 67.2039 | 65.3871 | 64.4966 | 63.9983 | 62.4618 | 61.651
Policy variables
Croatia:Reference scenario(REF2015f) | 2000 | 2005 | 2010 | 2015 | 2020 | 2025 | 2030 | 2035 | 2040 | 2045 | 2050
Carbon value (€'13/ t of CO2)
ETS sectors | 0 | 0 | 11.2 | 7.5 | 15 | 22.5 | 33.5 | 42 | 50 | 69 | 88
non-ETS sectors | 0 | 0 | 0 | 0 | 0 | 0 | 0 | 0 | 0 | 0 | 0
Average efficiency value (1) (€'10/toe) | 0 | 0 | 0 | 0 | 16.632 | 7.1336 | 1.4816 | 0.13715 | 0.068576 | 0 | 0
Renewables value (€'13/MWh) | 0 | 0 | 0 | 0 | 16.5647 | 14.3298 | 10.8615 | 10.4022 | 9.3032 | 8.2823 | 7.1453
CO2 Emissions Index (1990=100) | 82.3475 | 97.9285 | 90.1895 | 82.5852 | 82.8365 | 76.2002 | 71.8475 | 73.1742 | 71.909 | 65.3227 | 64.8947
RES in transport (%) (B) | 1.1944 | 0.94667 | 1.1157 | 5.1057 | 10.0793 | 10.901 | 12.065 | 12.4843 | 13.5617 | 15.5544 | 16.5247
RES in gross final energy demand (%) (B)(C) | 14.7762 | 12.7841 | 14.2873 | 18.519 | 21.1006 | 22.9407 | 25.0363 | 25.2819 | 26.7974 | 29.103 | 30.6727
Gross Electricity Generation in TWhe | 10.6826 | 12.3512 | 13.9953 | 11.9952 | 14.1081 | 14.5885 | 14.1166 | 15.7607 | 16.8111 | 16.669 | 18.458
RES in gross electricity demand (%, normalized) (B)(C ) | 36.2118 | 32.8081 | 34.1726 | 39.147 | 38.8597 | 43.927 | 47.9377 | 46.6869 | 50.6976 | 57.2411 | 59.7077
Total Cost of energy per sector in billion €'13 | [11 empty] | % change per annum
Croatia:Reference scenario(REF2015f) | 2000 | 2005 | 2010 | 2015 | 2020 | 2025 | 2030 | 2035 | 2040 | 2045 | 2050 | 2000-2010 | 2010-2030 | 2030-2050
TOTAL | 4.4381 | 5.8741 | 7.6072 | 7.5181 | 9.0773 | 10.2612 | 11.0718 | 12.0782 | 12.9906 | 13.6793 | 14.303 | 5.5364 | 1.8942 | 1.2886
ETS sectors | 1.6663 | 1.8439 | 2.5411 | 2.3541 | 2.8152 | 3.0845 | 3.296 | 3.6374 | 4.0096 | 4.3347 | 4.6189 | 4.3104 | 1.309 | 1.7016
Industry | 0.29319 | 0.29302 | 0.37188 | 0.31462 | 0.39176 | 0.44766 | 0.47313 | 0.5094 | 0.5378 | 0.55957 | 0.58645 | 2.406 | 1.2113 | 1.0793
Power generation | 1.3288 | 1.4941 | 2.0867 | 1.9537 | 2.2535 | 2.4307 | 2.5465 | 2.7595 | 2.9893 | 3.2009 | 3.3587 | 4.6166 | 1.0007 | 1.3938
Aviation | 0.044324 | 0.056726 | 0.08256 | 0.085794 | 0.16994 | 0.20611 | 0.27632 | 0.36851 | 0.48248 | 0.57422 | 0.67378 | 6.4176 | 6.2263 | 4.5575
Non ETS sectors | 2.7718 | 4.0302 | 5.0661 | 5.1641 | 6.2621 | 7.1767 | 7.7758 | 8.4408 | 8.981 | 9.3447 | 9.684 | 6.2161 | 2.1654 | 1.1034
% change per annum
Croatia:Reference scenario(REF2015f) | 2000 | 2005 | 2010 | 2015 | 2020 | 2025 | 2030 | 2035 | 2040 | 2045 | 2050 | 2000-2010 | 2010-2030 | 2030-2050
Direct efficiency investment costs in billion €'13 | 0 | 0 | 0 | 0.032623 | 0.014749 | 0.0062973 | 0.0014895 | 0.00016531 | 8.7714e-05 | 0 | 0 | 0 | 0 | -100
Industry | 0 | 0 | 0 | 0 | 0 | 0 | 0 | 0 | 0 | 0 | 0 | 0 | 0 | 0
Residential | 0 | 0 | 0 | 0.023453 | 0.011754 | 0.0045271 | 0.0010855 | 0.00012905 | 6.8312e-05 | 0 | 0 | 0 | 0 | -100
heating and cooling
electric appliances
Tertiary | 0 | 0 | 0 | 0.00917 | 0.0029951 | 0.0017702 | 0.00040397 | 3.6261e-05 | 1.9401e-05 | 0 | 0 | 0 | 0 | -100
Transport | 0 | 0 | 0 | 0 | 0 | 0 | 0 | 0 | 0 | 0 | 0 | 0 | 0 | 0
[12 empty] | 0 | 0 | 0
International Fuel prices (in $'13 per boe) | [11 empty] | % change per annum
Croatia:Reference scenario(REF2015f) | 2000 | 2005 | 2010 | 2015 | 2020 | 2025 | 2030 | 2035 | 2040 | 2045 | 2050 | 2000-2010 | 2010-2030 | 2030-2050
Oil | 37.1414 | 63.2608 | 83.8241 | 53.97 | 87.0107 | 102.1749 | 112.5572 | 117.4165 | 124.3251 | 127.1781 | 130.1177 | 8.4803 | 1.4846 | 0.72752
Gas (NCV) | 25.9549 | 42.3 | 52.9627 | 43.4526 | 55.9736 | 62.6462 | 68.1278 | 72.7613 | 75.2149 | 76.7567 | 77.9403 | 7.3928 | 1.2669 | 0.67506
Coal | 10.2576 | 17.8371 | 22.3983 | 12.8494 | 16.5941 | 20.5121 | 24.6171 | 26.0668 | 27.1698 | 28.1522 | 28.9367 | 8.1227 | 0.4734 | 0.81161
International Fuel prices (in €'13 per boe) | [11 empty] | % change per annum
Croatia:Reference scenario(REF2015f) | 2000 | 2005 | 2010 | 2015 | 2020 | 2025 | 2030 | 2035 | 2040 | 2045 | 2050 | 2000-2010 | 2010-2030 | 2030-2050
Oil | 37.5506 | 48.6351 | 62.5794 | 48.1875 | 75.0093 | 85.1457 | 93.7977 | 97.8471 | 103.6042 | 105.9817 | 108.4314 | 5.2402 | 2.0441 | 0.72752
Gas (NCV) | 26.2408 | 32.5204 | 39.5396 | 38.797 | 48.2531 | 52.2052 | 56.7731 | 60.6344 | 62.6791 | 63.9639 | 64.9503 | 4.1851 | 1.8253 | 0.67506
Coal | 10.3706 | 13.7133 | 16.7216 | 11.4727 | 14.3053 | 17.0934 | 20.5143 | 21.7223 | 22.6415 | 23.4602 | 24.1139 | 4.8932 | 1.0273 | 0.81161
Total CO2 Emissions (Mt) | [11 empty] | % change per annum
Croatia:Reference scenario(REF2015f) | 2000 | 2005 | 2010 | 2015 | 2020 | 2025 | 2030 | 2035 | 2040 | 2045 | 2050 | 2000-2010 | 2010-2030 | 2030-2050
Total CO2 Emissions (Mt) | 19.5898 | 23.2689 | 21.1165 | 19.4384 | 19.6177 | 18.1742 | 17.0125 | 17.2909 | 17.022 | 15.5869 | 15.4517 | 0.75328 | -1.0747 | -0.47996
Energy related CO2 emissions | 16.9593 | 20.1682 | 18.5744 | 17.0083 | 17.06 | 15.6933 | 14.7968 | 15.0701 | 14.8095 | 13.4531 | 13.3649 | 0.91381 | -1.1304 | -0.5076
Non-energy related CO2 emissions | 2.6305 | 3.1007 | 2.5421 | 2.4302 | 2.5577 | 2.481 | 2.2156 | 2.2208 | 2.2125 | 2.1338 | 2.0868 | -0.3411 | -0.68495 | -0.29899
ETS excluding aviation | 0 | 11.7891 | 9.7605 | 9.1599 | 9.6131 | 8.2938 | 7.257 | 7.531 | 7.1988 | 5.7718 | 5.6917 | 0 | -1.471 | -1.2074
Aviation | 0 | 0.29339 | 0.32496 | 0.40227 | 0.43346 | 0.46293 | 0.48487 | 0.51751 | 0.56569 | 0.60297 | 0.63342 | 0 | 2.0211 | 1.3452
non - ETS | 19.5898 | 11.1864 | 11.031 | 9.8763 | 9.5712 | 9.4175 | 9.2706 | 9.2423 | 9.2575 | 9.2121 | 9.1267 | -5.5812 | -0.86552 | -0.078216
Unit cost of fuel purchasing by final consumers (€'13/toe)
Croatia:Reference scenario(REF2015f) | 2000 | 2005 | 2010 | 2015 | 2020 | 2025 | 2030 | 2035 | 2040 | 2045 | 2050 | 2000-2010 | 2010-2030 | 2030-2050
All final consumers | 662.0705 | 689.0333 | 902.5601 | 852.9423 | 998.3982 | 1074.1711 | 1133.3047 | 1187.6631 | 1227.5119 | 1239.8199 | 1244.7248 | 3.1471 | 1.1448 | 0.46998
Industry | 333.3815 | 369.7993 | 579.9012 | 491.0703 | 564.4181 | 643.1052 | 671.329 | 711.3833 | 734.6706 | 751.554 | 774.0893 | 5.6918 | 0.73469 | 0.71468
Residential | 662.2833 | 729.6979 | 911.6117 | 869.5881 | 987.4252 | 1072.0264 | 1155.7118 | 1234.1245 | 1292.6684 | 1323.0543 | 1321.9777 | 3.2468 | 1.1934 | 0.67433
Tertiary | 746.2486 | 665.7289 | 900.1708 | 903.859 | 1034.803 | 1077.891 | 1093.2521 | 1136.409 | 1165.6736 | 1153.4891 | 1135.0888 | 1.893 | 0.97637 | 0.18795
Transport | 1026.5559 | 997.8587 | 1180.623 | 1123.9669 | 1351.7828 | 1414.7278 | 1478.654 | 1512.8149 | 1556.0069 | 1569.9197 | 1588.1999 | 1.4082 | 1.1318 | 0.35798
(1) For the sectors : Households, Offices, Hospitals and Schools, Trading Sector, Agriculture and Fishery
998
999
1000

## Summary
Croatia:Reference scenario(REF2015f) | [15 empty] | SUMMARY ENERGY BALANCE AND INDICATORS (A)
ktoe | 2000 | 2005 | 2010 | 2015 | 2020 | 2025 | 2030 | 2035 | 2040 | 2045 | 2050 | '00-'10 | '10-'20 | '20-'30 | '30-'40 | '40-'50
Annual % Change
Production (incl.recovery of products) | 3579.8 | 3799.4 | 4222 | 3367.6096 | 3636.1623 | 3510.8803 | 3362.5278 | 3242.5191 | 3327.6411 | 3355.2413 | 3410.7785 | 1.6637 | -1.4827 | -0.77931 | -0.10424 | 0.24707
Solids | -1.4211e-14 | -2.1316e-14 | 4.6185e-14 | 0 | 0 | 0 | 0 | 0 | 0 | 0 | 0 | 0 | -100 | 0 | 0 | 0
Oil | 1345.1 | 1028.5 | 767 | 466.3193 | 461.3979 | 437.6155 | 394.9719 | 356.5741 | 320.9811 | 290.2515 | 261.7236 | -5.4625 | -4.9553 | -1.5424 | -2.053 | -2.0202
Natural gas | 1354.8 | 1865.2 | 2214.7 | 1430.6597 | 1535.1925 | 1367.1136 | 1159.2256 | 1084.4404 | 1025.9812 | 921.9258 | 855.8633 | 5.0374 | -3.5983 | -2.7699 | -1.2136 | -1.7966
Nuclear | 0 | 0 | 0 | 0 | 0 | 0 | 0 | 0 | 0 | 0 | 0 | 0 | 0 | 0 | 0 | 0
Renewable energy sources | 879.9 | 905.7 | 1240.3 | 1470.6306 | 1639.5719 | 1706.1511 | 1808.3304 | 1801.5046 | 1980.6788 | 2143.064 | 2293.1915 | 3.4926 | 2.8301 | 0.9845 | 0.91451 | 1.4758
Hydro | 505.1 | 544.5 | 716.2 | 533.1325 | 543.8509 | 549.3008 | 549.7815 | 549.9349 | 562.4475 | 577.4104 | 581.1984 | 3.5537 | -2.7153 | 0.10852 | 0.22803 | 0.32848
Biomass & Waste | 374.8 | 360.3 | 500.1 | 858.8475 | 1009.0158 | 985.283 | 990.4129 | 963.7665 | 1051.9475 | 1055.3592 | 1093.058 | 2.9261 | 7.2714 | -0.18592 | 0.60459 | 0.3841
Wind | 0 | 0.9 | 12 | 55.9162 | 55.9162 | 55.9162 | 106.8916 | 106.955 | 166.4896 | 190.5816 | 225.3375 | 0 | 16.6368 | 6.6941 | 4.5308 | 3.0729
Solar and others | 0 | 0 | 5.2 | 15.8595 | 23.0261 | 107.4276 | 152.3512 | 173.1462 | 191.4485 | 310.5719 | 383.6468 | 0 | 16.0437 | 20.7988 | 2.3106 | 7.1983
Geothermal | 0 | 0 | 6.8 | 6.875 | 7.7629 | 8.2236 | 8.8931 | 7.7019 | 8.3455 | 9.1408 | 9.9507 | 0 | 1.3331 | 1.3686 | -0.63354 | 1.7747
Net Imports | 4133.6 | 5207.6 | 4461.2 | 4657.3374 | 4604.8357 | 4480.2708 | 4437.3927 | 4650.581 | 4668.5733 | 4526.8885 | 4576.3217 | 0.76561 | 0.31739 | -0.36972 | 0.50916 | -0.19938
Solids | 478.4 | 623.9 | 699.3 | 751.3427 | 707.5403 | 322.7704 | 305.3877 | 282.5078 | 252.5107 | 26.5276 | 25.001 | 3.8693 | 0.11722 | -8.0588 | -1.8833 | -20.6462
Oil | 2406.2 | 3582.6 | 2979.8 | 2955.2678 | 2780.3323 | 2742.883 | 2749.7673 | 2758.3159 | 2717.4504 | 2746.5231 | 2727.9913 | 2.1611 | -0.69046 | -0.11048 | -0.11815 | 0.038722
- Crude oil and Feedstocks | 3952.3 | 4333.5 | 3646.9 | 2979.328 | 2840.3697 | 2829.1105 | 2843.1737 | 2847.7678 | 2797.1317 | 2802.6532 | 2762.5815 | -0.80098 | -2.4685 | 0.0098673 | -0.16313 | -0.12421
- Oil products | -1546.1 | -750.9 | -667.1 | -24.0602 | -60.0374 | -86.2274 | -93.4063 | -89.4519 | -79.6813 | -56.1301 | -34.5901 | -8.0619 | -21.3999 | 4.5191 | -1.5767 | -8.006
Natural gas | 905.1 | 561.6 | 475.5 | 713.0578 | 933.2315 | 1284.0385 | 1199.3171 | 1505.032 | 1654.8388 | 1597.2675 | 1708.0798 | -6.234 | 6.9754 | 2.5403 | 3.2719 | 0.31716
Electricity | 343.9 | 439.5 | 409.7 | 513.5752 | 413.6004 | 349.683 | 402.9489 | 318.9982 | 296.3065 | 400.8334 | 370.204 | 1.7662 | 0.094796 | -0.26057 | -3.0274 | 2.2516
Renewable energy forms | 0 | 0 | -103.1 | -275.9061 | -229.8688 | -219.1042 | -220.0283 | -214.2728 | -252.5332 | -244.2631 | -254.9545 | 0 | 8.3483 | -0.43657 | 1.3874 | 0.095469
Detailed Results
Gross Inland Consumption | 7793.3 | 8887.9 | 8561.2 | 8017.7133 | 8233.8384 | 7984.1412 | 7792.9563 | 7886.1396 | 7989.1239 | 7874.925 | 7979.7978 | 0.94419 | -0.38912 | -0.54881 | 0.24892 | -0.01168
Solids | 431.1 | 683.3 | 682.5 | 751.3427 | 707.5403 | 322.7704 | 305.3877 | 282.5078 | 252.5107 | 26.5276 | 25.001 | 4.7014 | 0.36097 | -8.0588 | -1.8833 | -20.6462
Oil | 3928.9 | 4489.6 | 3698.7 | 3414.3533 | 3234.6181 | 3173.5767 | 3137.8415 | 3108.0374 | 3031.4843 | 3029.7459 | 2982.6087 | -0.60196 | -1.3318 | -0.3033 | -0.34423 | -0.16241
Natural gas | 2209.5 | 2369.8 | 2632.4 | 2143.7176 | 2468.3766 | 2651.0641 | 2358.4762 | 2589.3645 | 2680.6767 | 2519.0172 | 2563.7471 | 1.7667 | -0.64129 | -0.45441 | 1.2888 | -0.445
Nuclear | 0 | 0 | 0 | 0 | 0 | 0 | 0 | 0 | 0 | 0 | 0 | 0 | 0 | 0 | 0 | 0
Electricity | 343.9 | 439.5 | 409.7 | 513.5752 | 413.6004 | 349.683 | 402.9489 | 318.9982 | 296.3065 | 400.8334 | 370.204 | 1.7662 | 0.094796 | -0.26057 | -3.0274 | 2.2516
Renewable energy forms | 879.9 | 905.7 | 1137.9 | 1194.7245 | 1409.7031 | 1487.047 | 1588.302 | 1587.2318 | 1728.1456 | 1898.8009 | 2038.237 | 2.6047 | 2.1651 | 1.2 | 0.8474 | 1.6641
as % in Gross Inland Consumption
Solids | 5.5317 | 7.688 | 7.972 | 9.371 | 8.5931 | 4.0426 | 3.9188 | 3.5823 | 3.1607 | 0.33686 | 0.3133
Oil | 50.4138 | 50.5136 | 43.2031 | 42.5851 | 39.2844 | 39.7485 | 40.2651 | 39.4114 | 37.9451 | 38.4733 | 37.377
Natural gas | 28.3513 | 26.6632 | 30.748 | 26.7373 | 29.9784 | 33.2041 | 30.2642 | 32.8344 | 33.5541 | 31.9878 | 32.128
Nuclear | 0 | 0 | 0 | 0 | 0 | 0 | 0 | 0 | 0 | 0 | 0
Renewable energy forms | 11.2905 | 10.1903 | 13.2914 | 14.9011 | 17.1208 | 18.625 | 20.3813 | 20.1269 | 21.6312 | 24.112 | 25.5425
Gross Electricity Generation in GWhe | 10682.5581 | 12351.1628 | 13995.3488 | 11995.212 | 14108.1084 | 14588.4657 | 14116.6156 | 15760.6697 | 16811.0801 | 16669.0374 | 18458.0434 | 2.7379 | 0.080279 | 0.0060284 | 1.7622 | 0.939
Nuclear | 0 | 0 | 0 | 0 | 0 | 0 | 0 | 0 | 0 | 0 | 0 | 0 | 0 | 0 | 0 | 0
Hydro & wind | 5873.2558 | 6341.8605 | 8466.2791 | 6917.3033 | 7041.9361 | 7858.5287 | 8610.0547 | 8612.576 | 9522.7956 | 11272.7691 | 12511.1334 | 3.7245 | -1.8252 | 2.0308 | 1.0127 | 2.7669
Thermal (incl. biomass) | 4809.3023 | 6009.3023 | 5529.0698 | 5077.9087 | 7066.1723 | 6729.937 | 5506.5609 | 7148.0937 | 7288.2844 | 5396.2683 | 5946.9099 | 1.4044 | 2.4833 | -2.4629 | 2.8429 | -2.0134
Fuel Inputs for Thermal Power Generation | 1248.6 | 1479.2 | 1269.2 | 992.5996 | 1279.8684 | 1240.1631 | 1051.031 | 1304.5944 | 1349.9013 | 959.1149 | 1007.4499 | 0.16377 | 0.08374 | -1.9506 | 2.5342 | -2.8837
Solids | 357.1 | 537.3 | 531.9 | 612.1038 | 576.7577 | 210.803 | 216.6753 | 223.6097 | 219.1489 | 3.8045 | 7.8017 | 4.0648 | 0.81295 | -9.3262 | 0.11358 | -28.3617
Oil (including refinery gas) | 394.6 | 447.4 | 119.5 | 13.6541 | 8.2704 | 70.7752 | 72.0335 | 68.7625 | 43.2212 | 43.1133 | 17.9205 | -11.2597 | -23.4375 | 24.1654 | -4.9797 | -8.4275
Gas | 496.6 | 490.2 | 611 | 350.0556 | 639.0288 | 898.3338 | 685.4413 | 925.7691 | 929.0229 | 723.6571 | 758.756 | 2.0948 | 0.44953 | 0.7036 | 3.0874 | -2.0042
Biomass & Waste | 0.3 | 4.3 | 6.8 | 16.7862 | 55.8114 | 60.2512 | 76.8809 | 86.4532 | 158.5082 | 188.5399 | 222.9718 | 36.6277 | 23.4302 | 3.2546 | 7.5037 | 3.4713
Geothermal heat | 0 | 0 | 0 | 0 | 0 | 0 | 0 | 0 | 0 | 0 | 0 | 0 | 0 | 0 | 0 | 0
Hydrogen - Methanol | 0 | 0 | 0 | 0 | 0 | 0 | 0 | 0 | 0 | 0 | 0 | 0 | 0 | 0 | 0 | 0
Fuel Input in other transformation proc. | 5394.2 | 5326.5 | 4408.6 | 3555.3938 | 3570.5723 | 3523.3993 | 3479.0117 | 3446.9767 | 3364.8757 | 3343.679 | 3274.6521 | -1.9975 | -2.0862 | -0.25944 | -0.33302 | -0.27143
Refineries | 5298.7 | 5209.6 | 4304.4 | 3413.658 | 3270.7447 | 3235.5071 | 3208.4754 | 3174.2731 | 3088.7347 | 3064.478 | 2996.5046 | -2.0568 | -2.7088 | -0.19203 | -0.37962 | -0.30269
Biofuels and hydrogen production | 0 | 0 | 2.6 | 70.4331 | 223.2691 | 208.3265 | 193.0035 | 193.056 | 195.3266 | 200.4981 | 202.3809 | 0 | 56.0938 | -1.4461 | 0.11972 | 0.35542
District heating | 83.2 | 103.5 | 97.3 | 70.3448 | 74.1448 | 75.6847 | 72.6778 | 73.8774 | 74.338 | 72.0177 | 69.658 | 1.5778 | -2.6812 | -0.19964 | 0.22612 | -0.64813
Others | 12.3 | 13.4 | 4.3 | 0.9579 | 2.4136 | 3.8809 | 4.8551 | 5.7702 | 6.4765 | 6.6853 | 6.1085 | -9.9764 | -5.6112 | 7.239 | 2.9233 | -0.58317
Energy Branch Consumption | 821.4 | 825.3 | 745.2 | 725.8327 | 707.6731 | 617.0507 | 619.5884 | 612.6952 | 589.6951 | 574.0946 | 555.5312 | -0.96885 | -0.51537 | -1.3205 | -0.49328 | -0.59503
Non-Energy Uses | 655.6 | 674.9 | 596 | 513.963 | 529.076 | 530.4891 | 534.8788 | 553.9243 | 588.1477 | 607.3418 | 627.7549 | -0.94857 | -1.184 | 0.10914 | 0.9539 | 0.65384
Final Energy Demand | 5371.1 | 6343.4 | 6346.6 | 6189.5907 | 6302.1798 | 6188.8045 | 6117.2968 | 6111.3927 | 6206.5678 | 6327.1653 | 6437.5188 | 1.6829 | -0.070212 | -0.29731 | 0.14498 | 0.36602
by sector
Industry | 1377.5 | 1563.4 | 1366 | 1393.5873 | 1395.0495 | 1290.9551 | 1201.793 | 1140.7129 | 1156.4944 | 1189.2011 | 1223.9425 | -0.0838 | 0.21065 | -1.4801 | -0.38348 | 0.56845
- energy intensive industries | 846.8 | 907.4 | 752.3 | 744.7611 | 736.322 | 668.6921 | 601.1556 | 560.2864 | 564.0972 | 575.1465 | 590.2691 | -1.1763 | -0.21445 | -2.0077 | -0.63425 | 0.45455
- other industrial sectors | 530.7 | 656 | 613.7 | 648.8261 | 658.7274 | 622.263 | 600.6374 | 580.4265 | 592.3972 | 614.0545 | 633.6734 | 1.4637 | 0.71055 | -0.91894 | -0.13805 | 0.67584
Residential | 1666 | 1922.1 | 1892.8 | 1784.3994 | 1774.2809 | 1779.4773 | 1778.2889 | 1784.0362 | 1785.1433 | 1791.0899 | 1788.2925 | 1.2845 | -0.64453 | 0.022566 | 0.038479 | 0.017627
Tertiary | 780.8 | 934.7 | 1018.1 | 934.0716 | 993.4665 | 997.696 | 1013.6314 | 1027.9006 | 1055.2677 | 1107.2078 | 1164.6437 | 2.6893 | -0.24463 | 0.20114 | 0.40336 | 0.99109
Transport | 1546.8 | 1923.2 | 2069.7 | 2077.5323 | 2139.3829 | 2120.6761 | 2123.5835 | 2158.7429 | 2209.6624 | 2239.6666 | 2260.6401 | 2.955 | 0.33169 | -0.074097 | 0.39814 | 0.22834
by fuel
Solids | 74.4 | 145.8 | 150.4 | 139.2389 | 130.7826 | 111.9673 | 88.7125 | 58.8981 | 33.3618 | 22.7231 | 17.1993 | 7.292 | -1.3879 | -3.807 | -9.3169 | -6.4107
Oil | 2682.8 | 3108.1 | 2901.8 | 2754.5725 | 2567.8213 | 2498.2602 | 2449.7103 | 2430.4595 | 2426.9377 | 2423.448 | 2428.9053 | 0.78779 | -1.2153 | -0.46977 | -0.093351 | 0.0081041
Gas | 1008.8 | 1236.2 | 1287.7 | 1170.4535 | 1230.6305 | 1196.6217 | 1155.5986 | 1143.7236 | 1188.6615 | 1234.8684 | 1227.7185 | 2.471 | -0.45228 | -0.62711 | 0.28249 | 0.32382
Electricity | 1017.6 | 1239.6 | 1363.8 | 1316.927 | 1392.1032 | 1390.4468 | 1412.7817 | 1471.2809 | 1540.3112 | 1640.7114 | 1762.3386 | 2.9716 | 0.20562 | 0.14756 | 0.86798 | 1.3557
Heat (from CHP and District Heating) (A) | 213 | 257.6 | 245.5 | 225.9387 | 240.5884 | 258.4822 | 273.7186 | 288.2279 | 311.785 | 314.6299 | 318.1454 | 1.4302 | -0.20189 | 1.2985 | 1.3106 | 0.20215
Other | 374.5 | 356.1 | 397.4 | 582.46 | 740.2537 | 733.0262 | 736.775 | 718.8026 | 705.5107 | 690.7846 | 683.2117 | 0.59528 | 6.418 | -0.047093 | -0.43267 | -0.32066
CO2 Emissions (Mt of CO2 - sec approach) | 16.9593 | 20.1682 | 18.5744 | 17.0083 | 17.06 | 15.6933 | 14.7968 | 15.0701 | 14.8095 | 13.4531 | 13.3649 | 0.91381 | -0.84684 | -1.4132 | 0.0085625 | -1.0211
Power generation/District heating | 4.1412 | 5.0893 | 4.2609 | 3.5348 | 4.0556 | 3.3177 | 2.8021 | 3.3698 | 3.2675 | 1.8843 | 1.8946 | 0.28535 | -0.49253 | -3.6299 | 1.5486 | -5.3041
Energy Branch | 1.9984 | 2.0103 | 1.8116 | 1.7236 | 1.7161 | 1.4805 | 1.47 | 1.4179 | 1.293 | 1.2701 | 1.1956 | -0.97639 | -0.54027 | -1.5359 | -1.2752 | -0.77948
Industry | 2.8822 | 3.4921 | 2.8371 | 2.896 | 2.7235 | 2.3457 | 1.9376 | 1.5944 | 1.4066 | 1.3655 | 1.3494 | -0.15779 | -0.40765 | -3.3476 | -3.1521 | -0.414
Residential | 1.9186 | 2.3909 | 2.1179 | 1.6993 | 1.7044 | 1.7452 | 1.7645 | 1.7979 | 1.8034 | 1.8177 | 1.7641 | 0.99316 | -2.1488 | 0.34726 | 0.21824 | -0.22026
Tertiary | 1.4737 | 1.4656 | 1.3921 | 1.1752 | 1.1804 | 1.1661 | 1.1714 | 1.1602 | 1.1881 | 1.2154 | 1.2145 | -0.56802 | -1.6366 | -0.076496 | 0.14198 | 0.21994
Transport | 4.5452 | 5.7199 | 6.1547 | 5.9793 | 5.68 | 5.6381 | 5.6513 | 5.7299 | 5.851 | 5.9001 | 5.9467 | 3.078 | -0.79944 | -0.050649 | 0.34782 | 0.16238
CO2 Emissions Index (1990=100) | 82.3475 | 97.9285 | 90.1895 | 82.5852 | 82.8365 | 76.2002 | 71.8475 | 73.1742 | 71.909 | 65.3227 | 64.8947 | 0.91381 | -0.84684 | -1.4132 | 0.0085625 | -1.0211
Source: PRIMES
Gross final energy consumption in heating and cooling, electricity, transport and overall (in Ktoe)
| 2000 | 2005 | 2010 | 2015 | 2020 | 2025 | 2030 | 2035 | 2040 | 2045 | 2050 | '00-'10 | '10-'20 | '20-'30 | '30-'40 | '40-'50
1. heating and cooling (1) | 2864.6 | 3243 | 2972.7 | 2849.3809 | 2829.3137 | 2740.6833 | 2652.3557 | 2556.8336 | 2537.3366 | 2533.474 | 2503.7735 | 0.37111 | -0.49314 | -0.64378 | -0.44235 | -0.13307
2. electricity (2) | 1262.6 | 1501.7 | 1613.3 | 1541.144 | 1622.6533 | 1600.0567 | 1612.6801 | 1669.9462 | 1737.3862 | 1829.4012 | 1952.2663 | 2.4814 | 0.057825 | -0.061633 | 0.74762 | 1.1729
3. transport as in Article 3(4)a (3) | 1468.9401 | 1810.7932 | 1902.2644 | 1874.5192 | 1916.0055 | 1889.0917 | 1887.3031 | 1904.8412 | 1933.9423 | 1947.1718 | 1955.6488 | 2.6187 | 0.072002 | -0.15082 | 0.24441 | 0.11168
4. Gross final energy consumption (4) | 5619.9 | 6606.5 | 6597.5 | 6430.0319 | 6540.2579 | 6423.7461 | 6368.6096 | 6384.65 | 6489.9453 | 6611.4074 | 6728.5944 | 1.6167 | -0.087104 | -0.2656 | 0.18891 | 0.36177
The following calculation is needed only if final energy consumption for aviation is expected to be higher than 6,18% (4,12% for Malta and Cyprus):
Final consumption in aviation | 75.6 | 97.6 | 108.1 | 133.8194 | 144.1936 | 153.9993 | 161.2978 | 172.5112 | 189.127 | 203.6243 | 214.8603 | 3.6407 | 2.9229 | 1.1273 | 1.6044 | 1.2839
Reduction for aviation limit (5) Article 5(6) | 0 | 0 | 0 | 0 | 0 | 0 | 0 | 0 | 0 | 0 | 0
Total consumption after reduction for aviation limit | 5619.9 | 6606.5 | 6597.5 | 6430.0319 | 6540.2579 | 6423.7461 | 6368.6096 | 6384.65 | 6489.9453 | 6611.4074 | 6728.5944 | 1.6167 | -0.087104 | -0.2656 | 0.18891 | 0.36177
(1) Final energy consumption of all energy commodities in industry, households, services and agriculture, forestry and fishery except electricity, plus the consumption of heat for own use at electricity and heat plants and heat losses in networks.
(2) The gross electricity consumption is national gross electricity production, including autoproduction, plus imports, minus exports.
(3) Transport consumption as defined in Article 3(4)(a) of Directive 2009/28/EC. Renewable electricity in road transport for this figure has been multiplied by a factor of 2.5, as indicated by Article 3(4)(c) of Directive 2009/28/EC.
(4) As defined in Article (2)(f) of Directive 2009/28/EC. This comprises final energy consumption plus network losses and own use of heat and electricity at electricity and heating plants (NB: this does not include consumption of electricity for pumped hydro storage or for transformation in electrical boilers or heat pumps at district heating plants).
(5) According to Article 5(6) consumption for aviation has to be considered only up to 6,18 % (Community average), for Cyprus and Malta up to 4,12 % of gross final energy consumption .
Calculation table for the renewable energy contribution of each sector to final energy consumption (in Ktoe)
| 2000 | 2005 | 2010 | 2015 | 2020 | 2025 | 2030 | 2035 | 2040 | 2045 | 2050 | '00-'10 | '10-'20 | '20-'30 | '30-'40 | '40-'50
(A) Gross final consumption of RES for heating and cooling | 373.2 | 351.9 | 388.7 | 516.0725 | 523.7972 | 558.6028 | 623.6343 | 636.0214 | 657.6094 | 671.6526 | 692.3821 | 0.40776 | 3.0279 | 1.7599 | 0.53188 | 0.5166
(B) Gross final consumption of electricity from RES | 457.2098 | 492.6793 | 551.307 | 603.3122 | 630.5577 | 702.8564 | 773.0822 | 779.6461 | 880.8127 | 1047.1703 | 1165.6538 | 1.8891 | 1.3522 | 2.0587 | 1.3131 | 2.8415
(C) Final consumption of energy from RES in transport | 17.5446 | 17.1422 | 21.2241 | 95.7072 | 193.1206 | 205.9306 | 227.7026 | 237.8054 | 262.2758 | 302.8701 | 323.1651 | 1.9221 | 24.7096 | 1.6609 | 1.4236 | 2.1096
(D) Total RES consumption (1) | 830.4098 | 844.5793 | 942.607 | 1190.7754 | 1380.0358 | 1473.6506 | 1594.4661 | 1614.1611 | 1739.1344 | 1924.1185 | 2063.8407 | 1.2754 | 3.8857 | 1.4548 | 0.87227 | 1.7265
(1) According to Article 5(1) of Directive 2009/28/EC gas, electricity and hydrogen from renewable energy sources shall only be considered once. No double counting is allowed.
Estimated trajectory of energy from renewable sources in heating and cooling, electricity, transport and overall (in %)
| 2000 | 2005 | 2010 | 2015 | 2020 | 2025 | 2030 | 2035 | 2040 | 2045 | 2050
RES-H&C (1) | 13.028 | 10.8511 | 13.0757 | 18.0043 | 18.446 | 20.1765 | 23.0377 | 24.1369 | 25.0194 | 25.4838 | 26.4935
RES-E (2) (C) | 36.2118 | 32.8081 | 34.1726 | 39.147 | 38.8597 | 43.927 | 47.9377 | 46.6869 | 50.6976 | 57.2411 | 59.7077
RES-T (3) | 1.1944 | 0.94667 | 1.1157 | 5.1057 | 10.0793 | 10.901 | 12.065 | 12.4843 | 13.5617 | 15.5544 | 16.5247
Overall RES share ( 4) (C ) | 14.7762 | 12.7841 | 14.2873 | 18.519 | 21.1006 | 22.9407 | 25.0363 | 25.2819 | 26.7974 | 29.103 | 30.6727
(1) Share of renewable energy in heating and cooling: gross final consumption of energy from renewable sources for heating and cooling (as defined in Articles 5(1)b) and 5(4) of Directive 2009/28/EC) divided by gross final consumption of energy for heating and cooling.
(2) Share of renewable energy in electricity: gross final consumption of electricity from renewable sources for electricity (as defined in Articles 5(1)(a) and 5(3) of Directive 2009/28/EC) divided by total gross final consumption of electricity.
(3) Share of renewable energy in transport: final energy from renewable sources consumed in transport (cf. Article 5(1)(c) and 5(5) of Directive 2009/28/EC) divided by the consumption in transport of 1) petrol; 2) diesel; 3) biofuels used in road and rail transport and 4) electricity in transport.
(4) Share of renewable energy in gross final energy consumption.

## indicator
Croatia:Reference scenario(REF2015f) | [15 empty] | SUMMARY ENERGY BALANCE AND INDICATORS (B)
| 2000 | 2005 | 2010 | 2015 | 2020 | 2025 | 2030 | 2035 | 2040 | 2045 | 2050 | '00-'10 | '10-'20 | '20-'30 | '30-'40 | '40-'50
Annual % Change
Main Energy System Indicators
Population (Million) | 4.4977 | 4.3109 | 4.3028 | 4.2407 | 4.1937 | 4.1396 | 4.081 | 4.0176 | 3.9513 | 3.8856 | 3.8222 | -0.44199 | -0.25658 | -0.27198 | -0.32255 | -0.33158
GDP (in 000 MEuro'13) | 36.4734 | 45.3677 | 46.4313 | 44.6912 | 48.9081 | 51.8404 | 55.3785 | 60.792 | 67.3349 | 73.1777 | 78.6399 | 2.4433 | 0.52103 | 1.2502 | 1.9741 | 1.5641
Gross Inl. Cons./GDP (toe/MEuro'13) | 213.6709 | 195.908 | 184.3841 | 179.4025 | 168.3534 | 154.0139 | 140.7216 | 129.7234 | 118.6476 | 107.6137 | 101.4727 | -1.4633 | -0.90544 | -1.7768 | -1.6918 | -1.5515
Gross Inl. Cons./Capita (toe/inhabitant) | 1.7327 | 2.0617 | 1.9897 | 1.8907 | 1.9634 | 1.9287 | 1.9096 | 1.9629 | 2.0219 | 2.0267 | 2.0877 | 1.3923 | -0.13289 | -0.27758 | 0.57332 | 0.32097
Electricity Generated/Capita (kWh gross/inhabitant) | 2375.0973 | 2865.1267 | 3252.5788 | 2828.5931 | 3364.1096 | 3524.1266 | 3459.0761 | 3922.8759 | 4254.5726 | 4289.9972 | 4829.1465 | 3.194 | 0.33772 | 0.27877 | 2.0915 | 1.2748
Carbon intensity (t of CO2/toe of GIC) | 2.1761 | 2.2692 | 2.1696 | 2.1213 | 2.0719 | 1.9656 | 1.8987 | 1.911 | 1.8537 | 1.7083 | 1.6748 | -0.030099 | -0.45951 | -0.86911 | -0.23976 | -1.0095
CO2 Emissions/Capita (t of CO2/inhabitant) | 3.7706 | 4.6785 | 4.3168 | 4.0107 | 4.068 | 3.791 | 3.6258 | 3.751 | 3.748 | 3.4623 | 3.4966 | 1.3618 | -0.59179 | -1.1443 | 0.33218 | -0.69182
CO2 Emissions to GDP (t of CO2/MEuro'13) | 464.9774 | 444.5491 | 400.0392 | 380.5727 | 348.8178 | 302.7228 | 267.1945 | 247.8959 | 219.9382 | 183.8412 | 169.9511 | -1.493 | -1.3608 | -2.6305 | -1.9275 | -2.5454
Import Dependency % | 52.9209 | 58.431 | 52.0688 | 58.0357 | 55.8772 | 56.0654 | 56.8902 | 58.9196 | 58.3848 | 57.4323 | 57.2964
Energy intensity indicators (2000=100)
Industry (Energy on Value added) | 100 | 97.0854 | 87.9452 | 93.2592 | 86.9096 | 77.4595 | 68.8718 | 60.5061 | 56.3198 | 54.6232 | 53.2381 | -1.2764 | -0.11838 | -2.2994 | -1.9919 | -0.56114
Residential (Energy on Private Income) | 100 | 91.3376 | 88.4169 | 84.2893 | 75.4923 | 71.1509 | 66.3009 | 60.3567 | 54.3145 | 49.951 | 46.2306 | -1.2235 | -1.5679 | -1.2899 | -1.9744 | -1.5986
Tertiary (Energy on Value added) | 100 | 96.8475 | 99.3332 | 94.5944 | 91.0161 | 85.706 | 81.0079 | 74.2981 | 68.3575 | 65.4293 | 63.6017 | -0.066879 | -0.87062 | -1.1581 | -1.6836 | -0.71852
Transport (Energy on GDP) | 100 | 99.9584 | 105.1086 | 109.6144 | 103.1454 | 96.4602 | 90.4211 | 83.733 | 77.3798 | 72.1683 | 67.7845 | 0.49948 | -0.18836 | -1.308 | -1.5455 | -1.3152
Carbon Intensity indicators
Electricity and Steam production (t of CO2/MWh) | 0.30473 | 0.3219 | 0.24658 | 0.23491 | 0.23411 | 0.18303 | 0.15605 | 0.16967 | 0.15359 | 0.089068 | 0.082477 | -2.0954 | -0.51766 | -3.9747 | -0.15892 | -6.0283
Final energy demand (t of CO2/toe) | 2.0144 | 2.0602 | 1.9698 | 1.8983 | 1.7912 | 1.7605 | 1.7205 | 1.6825 | 1.6513 | 1.6277 | 1.5961 | -0.22355 | -0.94635 | -0.4018 | -0.40949 | -0.33982
Industry | 2.0924 | 2.2337 | 2.0769 | 2.0781 | 1.9523 | 1.817 | 1.6122 | 1.3977 | 1.2162 | 1.1483 | 1.1025 | -0.074054 | -0.617 | -1.8956 | -2.7792 | -0.9769
Residential | 1.1516 | 1.2439 | 1.1189 | 0.95232 | 0.9606 | 0.98074 | 0.99224 | 1.0078 | 1.0102 | 1.0149 | 0.98645 | -0.28764 | -1.514 | 0.32462 | 0.1797 | -0.23784
Tertiary | 1.8875 | 1.568 | 1.3674 | 1.2581 | 1.1881 | 1.1688 | 1.1556 | 1.1287 | 1.1259 | 1.0977 | 1.0428 | -3.172 | -1.3954 | -0.27708 | -0.26033 | -0.76358
Transport | 2.9384 | 2.9742 | 2.9737 | 2.8781 | 2.655 | 2.6586 | 2.6612 | 2.6543 | 2.6479 | 2.6343 | 2.6305 | 0.11954 | -1.1274 | 0.023465 | -0.05012 | -0.06581
Electricity and steam generation
Net Generation Capacity in MWe | 3786.358 | 3945.2866 | 4215.9947 | 4883.6906 | 4892.389 | 5275.7507 | 5518.0176 | 5267.5287 | 5511.8163 | 6386.5866 | 7338.4605 | 1.0806 | 1.4991 | 1.2106 | -0.011244 | 2.9037
Nuclear energy | 0 | 0 | 0 | 0 | 0 | 0 | 0 | 0 | 0 | 0 | 0 | 0 | 0 | 0 | 0 | 0
Renewable energy | 2079 | 2066 | 2220 | 2668.0658 | 2668.0658 | 3193.4595 | 3558.7587 | 3558.7587 | 3940.1044 | 4970.806 | 5775.278 | 0.65836 | 1.8555 | 2.9225 | 1.0232 | 3.8978
Hydro (pumping excluded) | 2079 | 2060 | 2141 | 2190 | 2190 | 2190 | 2190 | 2190 | 2235.8231 | 2285.3921 | 2285.3921 | 0.29429 | 0.22654 | 0 | 0.20729 | 0.21952
Wind | 0 | 6 | 79 | 422.7 | 422.7 | 422.7 | 682.268 | 682.268 | 970.0117 | 1065.44 | 1340.4 | 0 | 18.2607 | 4.9041 | 3.5815 | 3.287
Solar | 0 | 0 | 0 | 55.3658 | 55.3658 | 580.7595 | 686.4908 | 686.4908 | 734.2696 | 1619.9739 | 2149.4859 | 0 | 0 | 28.6291 | 0.6751 | 11.3392
Other renewables (tidal etc.) | 0 | 0 | 0 | 0 | 0 | 0 | 0 | 0 | 0 | 0 | 0 | 0 | 0 | 0 | 0 | 0
Thermal power | 1707.358 | 1879.2867 | 1995.9948 | 2215.6247 | 2224.3232 | 2082.2912 | 1959.2589 | 1708.77 | 1571.7119 | 1415.7806 | 1563.1825 | 1.5742 | 1.089 | -1.2608 | -2.1799 | -0.054401
of which cogeneration units | 557.6429 | 515.2064 | 486.0904 | 298.0991 | 593.6848 | 942.5746 | 685.3252 | 811.9661 | 666.6018 | 798.0496 | 943.2283 | -1.3639 | 2.0197 | 1.4458 | -0.27662 | 3.5321
of which CCS units | 0 | 0 | 0 | 0 | 0 | 0 | 0 | 0 | 0 | 0 | 0 | 0 | 0 | 0 | 0 | 0
Solids fired | 311.2085 | 311.2085 | 311.2085 | 311.2085 | 657.5038 | 657.5038 | 657.5038 | 656.2947 | 656.2947 | 463.0947 | 463.0947 | 0 | 7.7667 | 0 | -0.018404 | -3.4267
Gas fired | 781.3081 | 919.2081 | 1030.8831 | 1706.3831 | 1393.0795 | 1246.3831 | 1166.1928 | 958.239 | 829.2951 | 857.4001 | 999.4876 | 2.8108 | 3.0568 | -1.762 | -3.3518 | 1.8842
Oil fired | 614.8414 | 645.9164 | 649.0514 | 185.3914 | 149.771 | 152.9004 | 106.9214 | 65.1987 | 29.5737 | 29.5737 | 16.0837 | 0.54294 | -13.6396 | -3.314 | -12.0605 | -5.909
Biomass-waste fired | 0 | 2.9536 | 4.8517 | 12.6418 | 23.9689 | 25.5039 | 28.6409 | 29.0375 | 56.5483 | 65.7121 | 84.5164 | 0 | 17.3208 | 1.7967 | 7.0393 | 4.1003
Hydrogen plants | 0 | 0 | 0 | 0 | 0 | 0 | 0 | 0 | 0 | 0 | 0 | 0 | 0 | 0 | 0 | 0
Geothermal heat | 0 | 0 | 0 | 0 | 0 | 0 | 0 | 0 | 0 | 0 | 0 | 0 | 0 | 0 | 0 | 0
Load factor for net electric capacities (%) | 30.9997 | 34.4048 | 36.6358 | 27.3371 | 32.0525 | 31.0098 | 28.7224 | 33.5797 | 34.2297 | 29.4435 | 28.3886
Indicators for gross electricity production
Efficiency for thermal electricity production (%) | 33.1251 | 34.9378 | 37.4645 | 43.9956 | 47.4807 | 46.6692 | 45.0571 | 47.1209 | 46.4325 | 48.3862 | 50.7652
CHP indicator (% of electricity from CHP) | 16.8041 | 0 | 14.3 | 15.4598 | 18.8854 | 19.9682 | 23.6557 | 22.8744 | 22.8154 | 27.4623 | 27.8648
CCS indicator (% of electricity from CCS) | 0 | 0 | 0 | 0 | 0 | 0 | 0 | 0 | 0 | 0 | 0
Non fossil fuels in electricity generation (%) | 54.9888 | 51.457 | 60.7258 | 58.4838 | 51.9706 | 56.022 | 63.6791 | 57.5207 | 60.9242 | 73.048 | 73.432
- nuclear | 0 | 0 | 0 | 0 | 0 | 0 | 0 | 0 | 0 | 0 | 0
- renewable energy forms and industrial waste | 54.9888 | 51.457 | 60.7258 | 58.4838 | 51.9706 | 56.022 | 63.6791 | 57.5207 | 60.9242 | 73.048 | 73.432
Indicators for renewables (excluding industrial waste) (%) (B)
RES in gross final energy demand (%) | 14.7762 | 12.7841 | 14.2873 | 18.519 | 21.1006 | 22.9407 | 25.0363 | 25.2819 | 26.7974 | 29.103 | 30.6727
RES in transport (%) | 1.1944 | 0.94667 | 1.1157 | 5.1057 | 10.0793 | 10.901 | 12.065 | 12.4843 | 13.5617 | 15.5544 | 16.5247
Transport sector
Passenger transport activity (Gpkm) | 26.7432 | 31.3364 | 34.2888 | 36.423 | 39.2125 | 41.1909 | 43.2969 | 45.4416 | 47.7986 | 49.7778 | 51.3885 | 2.5165 | 1.3508 | 0.99579 | 0.99407 | 0.72681
Public road transport | 3.3311 | 3.4035 | 3.2484 | 3.4292 | 3.6095 | 3.7351 | 3.8628 | 4.0404 | 4.2186 | 4.3087 | 4.3992 | -0.25117 | 1.0596 | 0.68059 | 0.885 | 0.41998
Private cars and motorcycles | 21.0118 | 25.0118 | 26.7118 | 28.0635 | 30.0692 | 31.4134 | 32.8616 | 34.1519 | 35.4773 | 36.6364 | 37.4953 | 2.4292 | 1.191 | 0.89198 | 0.76885 | 0.55473
Rail | 1.7562 | 1.7992 | 2.2914 | 2.3556 | 2.6014 | 2.6854 | 2.7708 | 2.8634 | 2.971 | 3.0521 | 3.1195 | 2.6958 | 1.277 | 0.63314 | 0.69978 | 0.48888
Aviation | 0.644 | 1.122 | 2.002 | 2.5385 | 2.8934 | 3.3152 | 3.7569 | 4.3394 | 5.0832 | 5.7311 | 6.3243 | 12.0105 | 3.7513 | 2.6459 | 3.0697 | 2.2086
Inland navigation | 4e-07 | 4e-07 | 0.035135 | 0.036091 | 0.038972 | 0.041711 | 0.044778 | 0.046472 | 0.048476 | 0.049464 | 0.050355 | 212.1534 | 1.0418 | 1.3985 | 0.79659 | 0.38102
Travel per person (km per capita) | 5945.9161 | 7269.1848 | 7968.8614 | 8588.908 | 9350.2956 | 9950.4539 | 10609.2888 | 11310.5517 | 12096.9455 | 12810.973 | 13444.6896 | 2.9717 | 1.6115 | 1.2712 | 1.3209 | 1.0619
Freight transport activity (Gtkm) | 4.4879 | 11.8187 | 11.8246 | 12.0548 | 13.7077 | 14.8275 | 16.0157 | 16.9007 | 17.9588 | 18.837 | 19.4949 | 10.1728 | 1.4888 | 1.5683 | 1.1517 | 0.8241
Trucks | 2.6364 | 8.8651 | 8.2666 | 8.4171 | 9.6225 | 10.4974 | 11.4326 | 12.0935 | 12.9146 | 13.5862 | 14.0825 | 12.1068 | 1.5304 | 1.7385 | 1.2264 | 0.86952
Rail | 1.788 | 2.835 | 2.618 | 2.6573 | 3.0089 | 3.207 | 3.4005 | 3.5186 | 3.6317 | 3.7466 | 3.8126 | 3.8868 | 1.4015 | 1.2309 | 0.66007 | 0.48711
Inland navigation | 0.063536 | 0.1186 | 0.94 | 0.98036 | 1.0763 | 1.1232 | 1.1827 | 1.2886 | 1.4125 | 1.5042 | 1.5998 | 30.9214 | 1.3629 | 0.94738 | 1.7915 | 1.2532
Freight activity per unit of GDP (tkm/000 Euro'13) | 123.0461 | 260.509 | 254.6687 | 269.7351 | 280.2756 | 286.0224 | 289.2048 | 278.0091 | 266.7087 | 257.4151 | 247.901 | 7.5451 | 0.9627 | 0.31411 | -0.80651 | -0.72861
Energy demand in transport (ktoe) | 1544.1 | 1920.6995 | 2067.7505 | 2074.0632 | 2135.5913 | 2116.7888 | 2119.7836 | 2154.8276 | 2205.7129 | 2235.75 | 2256.764 | 2.9633 | 0.32334 | -0.074268 | 0.39816 | 0.22907
Public road transport | 41.3186 | 39.2859 | 60.6545 | 63.3253 | 65.7003 | 66.0788 | 65.5685 | 66.7473 | 67.9158 | 67.7621 | 67.8057 | 3.9134 | 0.8023 | -0.020082 | 0.35235 | -0.016221
Private cars and motorcycles | 1191.9152 | 1191.7211 | 1332.3495 | 1324.2905 | 1319.7616 | 1273.2973 | 1251.8745 | 1253.7033 | 1258.8248 | 1257.816 | 1257.8917 | 1.1201 | -0.094883 | -0.5267 | 0.055381 | -0.0074149
Trucks | 160.8663 | 507.993 | 479.4466 | 464.9742 | 511.0257 | 525.8645 | 540.4256 | 557.3854 | 581.3841 | 596.3212 | 605.2457 | 11.5392 | 0.63991 | 0.56094 | 0.73322 | 0.40304
Rail | 45.8 | 51.5 | 49.6 | 48.4557 | 52.0319 | 53.0966 | 54.2204 | 54.559 | 54.497 | 53.6069 | 51.6839 | 0.80026 | 0.47981 | 0.41285 | 0.050891 | -0.52858
Aviation | 75.6 | 97.6 | 108.1 | 133.8194 | 144.1936 | 153.9993 | 161.2978 | 172.5112 | 189.127 | 203.6243 | 214.8603 | 3.6407 | 2.9229 | 1.1273 | 1.6044 | 1.2839
Inland navigation | 28.6 | 32.5995 | 37.6 | 39.1981 | 42.8781 | 44.4524 | 46.3968 | 49.9215 | 53.9642 | 56.6194 | 59.2767 | 2.7738 | 1.3222 | 0.79179 | 1.5224 | 0.94337
Efficiency indicator (activity related)
Passenger transport (toe/Mpkm) | 48.1771 | 40.8509 | 42.8052 | 40.6009 | 37.779 | 35.0422 | 32.9127 | 31.4961 | 30.2314 | 29.1455 | 28.3068 | -1.1753 | -1.2413 | -1.3695 | -0.84616 | -0.65563
Freight transport (toe/Mtkm) | 48.0101 | 49.172 | 46.8254 | 44.7583 | 43.2035 | 41.104 | 39.1404 | 38.313 | 37.6057 | 36.7418 | 36.0025 | -0.24953 | -0.80182 | -0.98281 | -0.39919 | -0.43471
| 0 | 0 | 0 | 0 | 0 | 0 | 0 | 0 | 0 | 0 | 0 | 0 | 0 | 0 | 0 | 0
Source: PRIMES

## industry
Croatia:Reference scenario(REF2015f) | [15 empty] | INDUSTRY
| 2000 | 2005 | 2010 | 2015 | 2020 | 2025 | 2030 | 2035 | 2040 | 2045 | 2050 | '00-'10 | '10-'20 | '20-'30 | '30-'40 | '40-'50
Annual % Change
Sectoral Value Added (in 000 MEuro'13) | 6.7091 | 7.8431 | 7.565 | 7.278 | 7.8179 | 8.1172 | 8.4988 | 9.1822 | 10.0012 | 10.6035 | 11.1972 | 1.208 | 0.32942 | 0.83856 | 1.6411 | 1.136
Iron and steel | 0.63434 | 0.74157 | 0.71527 | 0.68162 | 0.73055 | 0.73225 | 0.748 | 0.79481 | 0.82509 | 0.83525 | 0.83938 | 1.208 | 0.21152 | 0.23635 | 0.98572 | 0.17192
Non ferrous metals | 0.0079499 | 0.0092937 | 0.0089642 | 0.0085332 | 0.0090663 | 0.0091353 | 0.0093209 | 0.0097866 | 0.010096 | 0.010157 | 0.010158 | 1.208 | 0.1133 | 0.27737 | 0.80234 | 0.061359
Chemicals | 0.76719 | 0.89686 | 0.86506 | 0.83215 | 0.89689 | 0.94223 | 0.99229 | 1.0675 | 1.1781 | 1.2647 | 1.3474 | 1.208 | 0.36196 | 1.0159 | 1.7313 | 1.3518
Non metallic minerals | 0.37547 | 0.43893 | 0.42337 | 0.40703 | 0.43305 | 0.4457 | 0.46456 | 0.49164 | 0.52948 | 0.55915 | 0.58191 | 1.208 | 0.22632 | 0.70482 | 1.3167 | 0.94874
Paper and pulp | 0.52423 | 0.61284 | 0.59111 | 0.56822 | 0.62343 | 0.6565 | 0.6933 | 0.74917 | 0.82716 | 0.89266 | 0.95246 | 1.208 | 0.53379 | 1.0679 | 1.7811 | 1.4204
Food, drink and tobacco | 1.3912 | 1.6264 | 1.5687 | 1.513 | 1.6052 | 1.6401 | 1.7142 | 1.8562 | 1.987 | 2.1009 | 2.2092 | 1.208 | 0.23047 | 0.65885 | 1.4878 | 1.0657
Engineering | 0.6978 | 0.81575 | 0.78683 | 0.76318 | 0.86185 | 0.94938 | 1.0368 | 1.1725 | 1.3441 | 1.4689 | 1.6015 | 1.208 | 0.9149 | 1.8655 | 2.6296 | 1.7677
Textiles | 0.29983 | 0.35051 | 0.33808 | 0.31578 | 0.29635 | 0.27012 | 0.25306 | 0.24729 | 0.24198 | 0.23653 | 0.23519 | 1.208 | -1.3087 | -1.5667 | -0.44692 | -0.28428
Other industries | 2.011 | 2.351 | 2.2676 | 2.1885 | 2.3615 | 2.4717 | 2.5873 | 2.7933 | 3.0582 | 3.2352 | 3.42 | 1.208 | 0.40658 | 0.91722 | 1.6863 | 1.1242
Final Energy Demand (in ktoe) | 1377.5 | 1563.4 | 1366 | 1393.5873 | 1395.0495 | 1290.9551 | 1201.793 | 1140.7129 | 1156.4944 | 1189.2011 | 1223.9425 | -0.0838 | 0.21065 | -1.4801 | -0.38348 | 0.56845
By sector
Iron and steel | 50.5 | 37.4 | 37.8 | 47.0325 | 47.8915 | 40.5939 | 31.4148 | 31.2278 | 31.7348 | 32.1779 | 32.3221 | -2.8551 | 2.3945 | -4.1289 | 0.10138 | 0.18355
Non ferrous metals | 12.7 | 14.8 | 10.9 | 11.9991 | 12.7432 | 10.7003 | 10.7079 | 10.1797 | 9.8226 | 10.0991 | 9.9905 | -1.5168 | 1.5746 | -1.725 | -0.85929 | 0.16967
Chemicals | 265.7 | 237.1 | 219.6 | 216.5445 | 214.3816 | 175.9932 | 142.9861 | 116.3116 | 121.3867 | 123.0534 | 123.1557 | -1.8876 | -0.24021 | -3.9692 | -1.6243 | 0.14478
Non metallic minerals | 438.5 | 517.5 | 390.5 | 376.0494 | 366.438 | 353.7994 | 332.6883 | 324.6034 | 325.3791 | 332.7901 | 346.2331 | -1.1526 | -0.63397 | -0.96158 | -0.2219 | 0.62315
Paper and pulp | 79.4 | 100.6 | 93.5 | 93.1356 | 94.8678 | 87.6053 | 83.3585 | 77.9639 | 75.774 | 77.026 | 78.5677 | 1.6481 | 0.14534 | -1.285 | -0.94942 | 0.36271
Food, drink and tobacco | 208.5 | 257.1 | 252 | 279.3125 | 275.186 | 235.5424 | 218.0885 | 195.1949 | 198.602 | 204.7806 | 210.2637 | 1.913 | 0.88407 | -2.2986 | -0.93162 | 0.57223
Engineering | 57.3 | 79.8 | 77.2 | 74.5545 | 83.2846 | 88.2444 | 92.1627 | 99.6541 | 110.0232 | 117.787 | 125.5887 | 3.0259 | 0.76153 | 1.0181 | 1.7871 | 1.332
Textiles | 56.9 | 48.8 | 31.2 | 30.3174 | 27.5211 | 22.3825 | 18.0018 | 16.8267 | 16.3028 | 15.6258 | 14.2721 | -5.8318 | -1.2468 | -4.156 | -0.98645 | -1.3214
Other industries | 208 | 270.3 | 253.3 | 264.6417 | 272.7356 | 276.0937 | 272.3844 | 268.7508 | 267.4693 | 275.8611 | 283.5489 | 1.9899 | 0.74202 | -0.012886 | -0.18193 | 0.58551
By fuel
Solids | 60.2 | 135.2 | 143.2 | 133.6747 | 126.0665 | 107.7568 | 85.659 | 56.8794 | 32.0421 | 21.8587 | 16.6154 | 9.0523 | -1.2662 | -3.7906 | -9.3652 | -6.3562
Oil | 452.7 | 499.6 | 308.5 | 348.7675 | 288.332 | 268.0111 | 221.755 | 178.1014 | 136.6004 | 121.7091 | 118.9756 | -3.7625 | -0.67381 | -2.5912 | -4.7296 | -1.3719
Gas | 505.8 | 530.1 | 511.7 | 503.505 | 524.0569 | 427.6112 | 363.0783 | 334.3296 | 360.3869 | 382.2722 | 389.4774 | 0.11604 | 0.2389 | -3.6033 | -0.074376 | 0.7793
Electricity | 246.6 | 287.5 | 299 | 276.839 | 288.7932 | 287.3388 | 291.8532 | 308.1259 | 328.8281 | 347.13 | 364.2258 | 1.9454 | -0.34673 | 0.10546 | 1.2 | 1.0276
Heat (distributed CHP) (A) | 58 | 53.7 | 45.2 | 54.1221 | 57.8883 | 69.4989 | 86.2835 | 94.7142 | 114.8044 | 120.1041 | 125.8807 | -2.4626 | 2.505 | 4.072 | 2.8971 | 0.9253
Other (Biomass, waste, hydrogen etc.) | 54.2 | 57.3 | 58.4 | 76.6791 | 109.9126 | 130.7383 | 153.1639 | 168.5624 | 183.8323 | 196.127 | 208.7677 | 0.74914 | 6.5279 | 3.3739 | 1.8419 | 1.2801
Fuel use as raw material (in ktoe) | 655.6 | 674.9 | 596 | 513.963 | 529.076 | 530.4891 | 534.8788 | 553.9243 | 588.1477 | 607.3418 | 627.7549 | -0.94857 | -1.184 | 0.10914 | 0.9539 | 0.65384
By sector
Petrochemical industry | 538.8 | 473.7 | 463.2 | 375.8918 | 385.4987 | 384.207 | 384.061 | 396.4588 | 419.9183 | 434.5202 | 448.1314 | -1.5005 | -1.8195 | -0.037358 | 0.89658 | 0.65238
Other non energy uses | 116.8 | 201.2 | 132.8 | 138.0713 | 143.5772 | 146.2822 | 150.8178 | 157.4655 | 168.2294 | 172.8216 | 179.6235 | 1.2921 | 0.78334 | 0.49321 | 1.0986 | 0.65749
By fuel
Solids | 0 | 0 | 0 | 0 | 0 | 0 | 0 | 0 | 0 | 0 | 0 | 0 | 0 | 0 | 0 | 0
Oil | 208.9 | 284.4 | 186.8 | 141.0852 | 147.4804 | 149.7312 | 153.9855 | 160.6496 | 171.5963 | 176.3056 | 183.2166 | -1.1119 | -2.3357 | 0.43257 | 1.0887 | 0.65739
Gas | 446.7 | 390.5 | 409.2 | 372.8779 | 381.5956 | 380.7579 | 380.8933 | 393.2747 | 416.5514 | 431.0362 | 444.5383 | -0.873 | -0.69599 | -0.018419 | 0.89892 | 0.65238
Energy intensity (toe/MEuro'13) | 205.3195 | 199.3352 | 180.5686 | 191.4793 | 178.4424 | 159.0395 | 141.4073 | 124.2309 | 115.6355 | 112.1522 | 109.3082 | -1.2764 | -0.11838 | -2.2994 | -1.9919 | -0.56114
Iron and steel | 79.6098 | 50.4339 | 52.847 | 69.0013 | 65.5556 | 55.437 | 41.9985 | 39.2899 | 38.4623 | 38.5251 | 38.5069 | -4.0146 | 2.1784 | -4.355 | -0.8757 | 0.011606
Non ferrous metals | 1597.4996 | 1592.4805 | 1215.9521 | 1406.1583 | 1405.5601 | 1171.3167 | 1148.8126 | 1040.1645 | 972.8882 | 994.295 | 983.4703 | -2.6922 | 1.4596 | -1.9969 | -1.6484 | 0.10824
Chemicals | 346.33 | 264.3659 | 253.8539 | 260.2224 | 239.0274 | 186.7831 | 144.0971 | 108.956 | 103.0356 | 97.295 | 91.4017 | -3.0586 | -0.6 | -4.935 | -3.2985 | -1.191
Non metallic minerals | 1167.8822 | 1179.0037 | 922.3662 | 923.8844 | 846.184 | 793.8094 | 716.1422 | 660.2516 | 614.5274 | 595.1699 | 594.9922 | -2.3324 | -0.85835 | -1.6547 | -1.5186 | -0.32253
Paper and pulp | 151.461 | 164.1548 | 158.1775 | 163.9071 | 152.1708 | 133.4434 | 120.2349 | 104.0671 | 91.6071 | 86.2885 | 82.4896 | 0.43484 | -0.3864 | -2.328 | -2.6827 | -1.0429
Food, drink and tobacco | 149.8706 | 158.084 | 160.6438 | 184.6084 | 171.4321 | 143.6112 | 127.2269 | 105.1587 | 99.9519 | 97.4708 | 95.177 | 0.69658 | 0.6521 | -2.9381 | -2.384 | -0.48831
Engineering | 82.1147 | 97.8238 | 98.1152 | 97.6892 | 96.6343 | 92.9494 | 88.8894 | 84.9932 | 81.8562 | 80.189 | 78.4187 | 1.7962 | -0.15198 | -0.83193 | -0.8209 | -0.42809
Textiles | 189.7745 | 139.2262 | 92.2854 | 96.0069 | 92.8658 | 82.8618 | 71.1354 | 68.0447 | 67.3729 | 66.0612 | 60.6844 | -6.9558 | 0.062705 | -2.6305 | -0.54195 | -1.0401
Other industries | 103.4287 | 114.9738 | 111.7032 | 120.9247 | 115.4917 | 111.7 | 105.2782 | 96.2121 | 87.4592 | 85.2697 | 82.91 | 0.7726 | 0.33409 | -0.92165 | -1.8372 | -0.53275
CO2 EMISSIONS (in kt CO2) | 2882.2269 | 3492.0913 | 2837.0693 | 2896.0021 | 2723.5145 | 2345.6777 | 1937.5589 | 1594.3578 | 1406.5607 | 1365.5397 | 1349.402 | -0.15779 | -0.40765 | -3.3476 | -3.1521 | -0.414
Iron and steel | 92.2223 | 58.6544 | 59.1095 | 88.0385 | 87.1609 | 66.6874 | 40.0181 | 35.4047 | 32.0891 | 31.1144 | 30.4991 | -4.3506 | 3.96 | -7.489 | -2.184 | -0.50692
Non ferrous metals | 18.2579 | 19.9799 | 12.9089 | 17.1998 | 18.2304 | 14.938 | 13.7318 | 11.5842 | 9.881 | 9.4124 | 8.8958 | -3.4074 | 3.512 | -2.794 | -3.2374 | -1.0448
Chemicals | 564.6037 | 474.808 | 393.5696 | 423.8716 | 408.9109 | 303.5571 | 202.5431 | 129.5209 | 119.5955 | 113.4352 | 100.3434 | -3.5443 | 0.38312 | -6.7843 | -5.132 | -1.7399
Non metallic minerals | 1135.4884 | 1527.9904 | 1147.1333 | 1094.0793 | 1038.0896 | 972.194 | 847.7991 | 737.0424 | 646.1902 | 629.8543 | 634.9696 | 0.10208 | -0.99387 | -2.0046 | -2.679 | -0.17502
Paper and pulp | 108.1298 | 148.8411 | 146.767 | 150.8551 | 140.0728 | 104.1351 | 85.9845 | 60.2405 | 39.2727 | 34.4879 | 32.6553 | 3.1023 | -0.46575 | -4.7628 | -7.5372 | -1.8283
Food, drink and tobacco | 450.0821 | 550.6862 | 480.8708 | 550.2525 | 512.6476 | 385.5978 | 299.0981 | 199.6976 | 165.5622 | 157.7994 | 148.0337 | 0.66388 | 0.64195 | -5.2456 | -5.7428 | -1.1128
Engineering | 63.3201 | 105.6864 | 78.3073 | 72.8507 | 82.8911 | 86.2091 | 84.8745 | 85.9893 | 91.539 | 96.8992 | 103.2023 | 2.1471 | 0.57049 | 0.23674 | 0.75878 | 1.2065
Textiles | 98.0251 | 87.503 | 44.6615 | 38.537 | 36.4122 | 25.7225 | 16.7988 | 9.6033 | 8.292 | 6.931 | 3.4111 | -7.5601 | -2.0214 | -7.4443 | -6.8168 | -8.4994
Other industries | 352.0976 | 517.9418 | 473.7413 | 460.3177 | 399.099 | 386.6368 | 346.7108 | 325.2749 | 294.1389 | 285.6058 | 287.3917 | 3.012 | -1.6999 | -1.3973 | -1.6309 | -0.23179
Carbon intensity (in t CO2/toe) | 2.0924 | 2.2337 | 2.0769 | 2.0781 | 1.9523 | 1.817 | 1.6122 | 1.3977 | 1.2162 | 1.1483 | 1.1025 | -0.074054 | -0.617 | -1.8956 | -2.7792 | -0.9769
Iron and steel | 1.8262 | 1.5683 | 1.5637 | 1.8719 | 1.82 | 1.6428 | 1.2739 | 1.1338 | 1.0112 | 0.96695 | 0.9436 | -1.5395 | 1.5289 | -3.5048 | -2.283 | -0.68921
Non ferrous metals | 1.4376 | 1.35 | 1.1843 | 1.4334 | 1.4306 | 1.396 | 1.2824 | 1.138 | 1.0059 | 0.932 | 0.89042 | -1.9197 | 1.9073 | -1.0877 | -2.3988 | -1.2124
Chemicals | 2.125 | 2.0026 | 1.7922 | 1.9574 | 1.9074 | 1.7248 | 1.4165 | 1.1136 | 0.98524 | 0.92184 | 0.81477 | -1.6886 | 0.62484 | -2.9315 | -3.5656 | -1.8819
Non metallic minerals | 2.5895 | 2.9526 | 2.9376 | 2.9094 | 2.8329 | 2.7479 | 2.5483 | 2.2706 | 1.986 | 1.8926 | 1.8339 | 1.2693 | -0.3622 | -1.0531 | -2.4625 | -0.79322
Paper and pulp | 1.3618 | 1.4795 | 1.5697 | 1.6197 | 1.4765 | 1.1887 | 1.0315 | 0.77267 | 0.51829 | 0.44774 | 0.41563 | 1.4306 | -0.6102 | -3.5231 | -6.6509 | -2.1831
Food, drink and tobacco | 2.1587 | 2.1419 | 1.9082 | 1.97 | 1.8629 | 1.6371 | 1.3715 | 1.0231 | 0.83364 | 0.77058 | 0.70404 | -1.2256 | -0.23999 | -3.0163 | -4.8564 | -1.6755
Engineering | 1.1051 | 1.3244 | 1.0143 | 0.97715 | 0.99528 | 0.97693 | 0.92092 | 0.86288 | 0.832 | 0.82266 | 0.82175 | -0.85295 | -0.18959 | -0.77345 | -1.0103 | -0.12388
Textiles | 1.7228 | 1.7931 | 1.4315 | 1.2711 | 1.3231 | 1.1492 | 0.93318 | 0.57072 | 0.50862 | 0.44356 | 0.239 | -1.8353 | -0.78436 | -3.4308 | -5.8884 | -7.2741
Other industries | 1.6928 | 1.9162 | 1.8703 | 1.7394 | 1.4633 | 1.4004 | 1.2729 | 1.2103 | 1.0997 | 1.0353 | 1.0136 | 1.0022 | -2.4239 | -1.3846 | -1.4517 | -0.81254
| 0 | 0 | 0 | 0 | 0 | 0 | 0 | 0 | 0 | 0 | 0 | 0 | 0 | 0 | 0 | 0
Source: PRIMES

## domestic
Croatia:Reference scenario(REF2015f) | [15 empty] | RESIDENTIAL, SERVICES AND AGRICULTURE
| 2000 | 2005 | 2010 | 2015 | 2020 | 2025 | 2030 | 2035 | 2040 | 2045 | 2050 | '00-'10 | '10-'20 | '20-'30 | '30-'40 | '40-'50
Annual % Change
RESIDENTIAL SECTOR
Key indicators
Private Consumption (in Euro'13/capita) | 4774.5375 | 6292.3427 | 6413.0389 | 6434.76 | 7223.896 | 7787.607 | 8471.5422 | 9483.2792 | 10721.7931 | 11895.1522 | 13044.9882 | 2.9943 | 1.1977 | 1.6059 | 2.3836 | 1.9806
Population (mio) | 4.4977 | 4.3109 | 4.3028 | 4.2407 | 4.1937 | 4.1396 | 4.081 | 4.0176 | 3.9513 | 3.8856 | 3.8222 | -0.44199 | -0.25658 | -0.27198 | -0.32255 | -0.33158
Number of households (mio) | 1.7285 | 1.8163 | 1.8643 | 1.8388 | 1.8291 | 1.8125 | 1.7947 | 1.7774 | 1.7594 | 1.7397 | 1.7196 | 0.75959 | -0.19069 | -0.18949 | -0.19838 | -0.22863
Households size (inhabitants/household) | 2.6022 | 2.3735 | 2.308 | 2.3063 | 2.2928 | 2.2839 | 2.2739 | 2.2604 | 2.2458 | 2.2335 | 2.2227 | -1.1925 | -0.066013 | -0.082653 | -0.12442 | -0.10319
Final Energy Demand (in ktoe) | 1666 | 1922.1 | 1892.8 | 1784.3994 | 1774.2809 | 1779.4773 | 1778.2889 | 1784.0362 | 1785.1433 | 1791.0899 | 1788.2925 | 1.2845 | -0.64453 | 0.022566 | 0.038479 | 0.017627
By end use
Heating and cooling (incl. cooking) | 1514.1105 | 1673.7288 | 1627.808 | 1540.4133 | 1518.8412 | 1516.7653 | 1516.9844 | 1509.8577 | 1498.9758 | 1490.4265 | 1476.4109 | 0.72669 | -0.69047 | -0.012232 | -0.11935 | -0.15156
Electric appliances and lighting | 151.8895 | 248.3712 | 264.992 | 246.6557 | 255.4397 | 262.712 | 261.3045 | 274.1785 | 286.1676 | 300.6633 | 311.8816 | 5.7232 | -0.36646 | 0.22726 | 0.91306 | 0.86417
By fuel
Solids | 10.1 | 10.2 | 6 | 5.0167 | 4.5528 | 4.1605 | 3.0363 | 2.0111 | 1.3149 | 0.86057 | 0.58038 | -5.0745 | -2.7225 | -3.97 | -8.0281 | -7.8528
Oil | 303.5 | 341.7 | 233.9 | 165.5689 | 147.5263 | 149.0027 | 149.672 | 147.7263 | 141.7679 | 136.7696 | 131.0188 | -2.5712 | -4.5043 | 0.14451 | -0.54108 | -0.7854
Gas | 410.3 | 562.7 | 598.2 | 507.8312 | 532.9837 | 549.5337 | 558.8938 | 576.8571 | 587.3886 | 600.0342 | 584.6932 | 3.8423 | -1.1477 | 0.47581 | 0.49851 | -0.045983
Electricity | 492.6 | 544.5 | 571.9 | 549.0033 | 559.0061 | 564.753 | 576.6752 | 603.7978 | 633.7966 | 673.3055 | 718.1372 | 1.5039 | -0.22778 | 0.31167 | 0.94896 | 1.2572
Heat | 129.2 | 164.2 | 153.9 | 129.6167 | 138.8093 | 141.5769 | 136.8423 | 140.9167 | 141.7907 | 135.2708 | 131.1617 | 1.7648 | -1.0267 | -0.14261 | 0.35586 | -0.77618
Other | 320.3 | 298.8 | 328.9 | 427.3627 | 391.4028 | 370.4506 | 353.1692 | 312.7272 | 279.0846 | 244.8492 | 222.7012 | 0.26531 | 1.7551 | -1.0226 | -2.3268 | -2.2316
Energy intensity
Household income related (toe/MEuro'13) | 77.58 | 70.8597 | 68.5938 | 65.3916 | 58.5669 | 55.1989 | 51.4363 | 46.8247 | 42.1372 | 38.752 | 35.8657 | -1.2235 | -1.5679 | -1.2899 | -1.9744 | -1.5986
Population related (toe/capita) | 0.37041 | 0.44587 | 0.43989 | 0.42078 | 0.42308 | 0.42987 | 0.43574 | 0.44405 | 0.45179 | 0.46096 | 0.46787 | 1.7342 | -0.38896 | 0.29535 | 0.3622 | 0.35037
CO2 EMISSIONS (in kt CO2) | 1918.6 | 2390.888 | 2117.8928 | 1699.3208 | 1704.374 | 1745.207 | 1764.4929 | 1797.9171 | 1803.3825 | 1817.6977 | 1764.0531 | 0.99316 | -2.1488 | 0.34726 | 0.21824 | -0.22026
Carbon intensity
Household income related (t CO2/MEuro'13) | 89.3427 | 88.142 | 76.751 | 62.2738 | 56.2594 | 54.1358 | 51.0372 | 47.189 | 42.5678 | 39.3277 | 35.3796 | -1.5077 | -3.0582 | -0.96944 | -1.7982 | -1.8326
Population related (t CO2 per capita) | 0.42657 | 0.55462 | 0.49221 | 0.40072 | 0.40641 | 0.42159 | 0.43236 | 0.44751 | 0.4564 | 0.46781 | 0.46153 | 1.4415 | -1.8971 | 0.62093 | 0.54254 | 0.1117
Fuel consumption related (t CO2 per toe) | 1.1516 | 1.2439 | 1.1189 | 0.95232 | 0.9606 | 0.98074 | 0.99224 | 1.0078 | 1.0102 | 1.0149 | 0.98645 | -0.28764 | -1.514 | 0.32462 | 0.1797 | -0.23784
SERVICES AND AGRICULTURE SECTOR
SECTORAL VALUE ADDED (in 000 MEuro'13) | 22.123 | 27.3457 | 29.0403 | 27.9782 | 30.9271 | 32.9831 | 35.4534 | 39.1993 | 43.7402 | 47.947 | 51.8834 | 2.758 | 0.63149 | 1.3752 | 2.1227 | 1.722
Services | 20.3163 | 25.3923 | 27.0831 | 26.1083 | 28.9557 | 30.9853 | 33.4069 | 37.0819 | 41.5258 | 45.6833 | 49.5772 | 2.9166 | 0.67079 | 1.4402 | 2.1994 | 1.7879
Market services | 9.628 | 13.1039 | 14.05 | 13.4933 | 14.6825 | 15.5104 | 16.5944 | 18.4067 | 20.5641 | 22.5708 | 24.4823 | 3.8518 | 0.44127 | 1.2316 | 2.168 | 1.7594
Non market services | 6.1386 | 5.9081 | 6.1645 | 5.8971 | 6.5902 | 6.992 | 7.5472 | 8.4439 | 9.5437 | 10.5295 | 11.5181 | 0.042151 | 0.66996 | 1.3653 | 2.3747 | 1.8982
Trade | 4.7068 | 6.4061 | 6.8686 | 6.7179 | 7.683 | 8.4829 | 9.2652 | 10.2314 | 11.418 | 12.583 | 13.5767 | 3.8518 | 1.1268 | 1.8902 | 2.1112 | 1.7467
Agriculture | 1.8067 | 1.9533 | 1.9571 | 1.8699 | 1.9715 | 1.9978 | 2.0465 | 2.1173 | 2.2144 | 2.2637 | 2.3063 | 0.80288 | 0.072903 | 0.37426 | 0.79172 | 0.40728
Final Energy Demand (in ktoe) | 780.8 | 934.7 | 1018.1 | 934.0716 | 993.4665 | 997.696 | 1013.6314 | 1027.9006 | 1055.2677 | 1107.2078 | 1164.6437 | 2.6893 | -0.24463 | 0.20114 | 0.40336 | 0.99109
By sector
Services | 492 | 692.2 | 773.4 | 713.5859 | 763.3815 | 770.5377 | 786.5276 | 796.727 | 817.7504 | 867.3864 | 923.0753 | 4.627 | -0.1303 | 0.29915 | 0.39005 | 1.2189
Agriculture | 288.8 | 242.5 | 244.7 | 220.4857 | 230.0851 | 227.1583 | 227.1039 | 231.1737 | 237.5173 | 239.8215 | 241.5684 | -1.6434 | -0.61395 | -0.13033 | 0.44934 | 0.16927
By end use
Heating and cooling | 452.952 | 625.487 | 696.737 | 651.5945 | 663.2214 | 667.801 | 679.2939 | 685.0576 | 704.1145 | 743.9579 | 766.5524 | 4.4003 | -0.49178 | 0.23974 | 0.35952 | 0.85324
Electric appliances and lighting | 52.53 | 87.395 | 97.545 | 85.8614 | 124.5577 | 127.1365 | 131.9615 | 137.5879 | 141.2293 | 152.436 | 187.0468 | 6.3848 | 2.4747 | 0.57908 | 0.68105 | 2.8496
Agriculture specific uses | 275.318 | 221.818 | 223.818 | 197.906 | 205.6874 | 202.7585 | 202.376 | 205.2551 | 209.9239 | 210.8139 | 211.0445 | -2.0496 | -0.8412 | -0.16217 | 0.36685 | 0.053254
By fuel
Solids | 4.1 | 0.4 | 1.2 | 0.54757 | 0.1634 | 0.050006 | 0.017173 | 0.0075568 | 0.0047301 | 0.003811 | 0.0035416 | -11.5618 | -18.0769 | -20.1709 | -12.0974 | -2.8524
Oil | 400.8 | 366 | 317.4 | 264.557 | 258.1729 | 221.5235 | 213.9866 | 213.2425 | 217.3228 | 218.1868 | 217.8337 | -2.306 | -2.0441 | -1.8597 | 0.15482 | 0.023483
Gas | 92.7 | 143.4 | 175.7 | 153.414 | 164.4499 | 207.3688 | 218.9343 | 215.7805 | 222.3344 | 232.8843 | 232.968 | 6.6029 | -0.65954 | 2.903 | 0.15423 | 0.46828
Electricity | 257.4 | 385.2 | 469.9 | 466.3257 | 513.5334 | 501.7137 | 497.4942 | 507.5194 | 519.4219 | 553.9182 | 609.0278 | 6.2037 | 0.89191 | -0.31681 | 0.43226 | 1.6042
Heat | 25.8 | 39.7 | 46.4 | 42.2 | 43.8909 | 47.4065 | 50.5928 | 52.597 | 55.1899 | 59.255 | 61.103 | 6.0449 | -0.55439 | 1.4312 | 0.8735 | 1.023
Other | 7.1054e-15 | 9.9476e-14 | 7.5 | 7.0273 | 13.256 | 19.6336 | 32.6064 | 38.7536 | 40.9939 | 42.9597 | 43.7076 | 3079.4142 | 5.8608 | 9.4181 | 2.3155 | 0.64304
Energy intensity
Value added related (toe/MEuro'13) | 35.2936 | 34.1809 | 35.0582 | 33.3857 | 32.1228 | 30.2487 | 28.5906 | 26.2224 | 24.1258 | 23.0923 | 22.4473 | -0.066879 | -0.87062 | -1.1581 | -1.6836 | -0.71852
Services | 24.217 | 27.2602 | 28.5565 | 27.3317 | 26.3638 | 24.8678 | 23.5439 | 21.4856 | 19.6926 | 18.9869 | 18.619 | 1.662 | -0.79575 | -1.1249 | -1.7704 | -0.55905
Agriculture | 159.8473 | 124.1464 | 125.0296 | 117.9162 | 116.7084 | 113.7071 | 110.9723 | 109.1822 | 107.2598 | 105.9437 | 104.7441 | -2.4268 | -0.68635 | -0.50271 | -0.33969 | -0.23705
Population related (toe/capita) | 0.1736 | 0.21682 | 0.23661 | 0.22026 | 0.23689 | 0.24101 | 0.24838 | 0.25585 | 0.26707 | 0.28495 | 0.3047 | 3.1452 | 0.011975 | 0.47442 | 0.72826 | 1.3271
Services | 0.10939 | 0.16057 | 0.17974 | 0.16827 | 0.18203 | 0.18614 | 0.19273 | 0.19831 | 0.20696 | 0.22323 | 0.2415 | 5.0915 | 0.1266 | 0.57269 | 0.71491 | 1.5556
Agriculture | 0.06421 | 0.056253 | 0.056869 | 0.051993 | 0.054864 | 0.054874 | 0.055649 | 0.05754 | 0.060111 | 0.061721 | 0.063201 | -1.2067 | -0.35829 | 0.14204 | 0.77438 | 0.50252
CO2 EMISSIONS (in kt CO2) | 1473.7249 | 1465.6056 | 1392.1218 | 1175.1599 | 1180.3582 | 1166.103 | 1171.3599 | 1160.2109 | 1188.0975 | 1215.3572 | 1214.4881 | -0.56802 | -1.6366 | -0.076496 | 0.14198 | 0.21994
Services | 607.5177 | 749.1166 | 671.9234 | 537.184 | 518.4052 | 513.5859 | 519.6987 | 498.2151 | 509.9511 | 533.0913 | 529.9275 | 1.0127 | -2.5605 | 0.024923 | -0.18916 | 0.38499
Agriculture | 866.2072 | 716.489 | 720.1985 | 637.9759 | 661.9529 | 652.5172 | 651.6611 | 661.9959 | 678.1464 | 682.2659 | 684.5606 | -1.829 | -0.83978 | -0.15657 | 0.39918 | 0.094184
Carbon intensity
Value added related (t CO2/MEuro'13) | 66.615 | 53.5955 | 47.9377 | 42.0027 | 38.1658 | 35.3546 | 33.0395 | 29.5978 | 27.1626 | 25.3479 | 23.408 | -3.2367 | -2.2538 | -1.432 | -1.9396 | -1.4766
Services | 29.903 | 29.5017 | 24.8097 | 20.5752 | 17.9034 | 16.5751 | 15.5566 | 13.4355 | 12.2803 | 11.6693 | 10.6889 | -1.8499 | -3.2098 | -1.3952 | -2.3371 | -1.3783
Agriculture | 479.4352 | 366.8022 | 367.9857 | 341.1909 | 335.7692 | 326.626 | 318.4286 | 312.6575 | 306.2423 | 301.3984 | 296.8257 | -2.611 | -0.91202 | -0.52886 | -0.38945 | -0.31183
Population related (t CO2 per capita) | 0.32766 | 0.33998 | 0.32354 | 0.27711 | 0.28146 | 0.28169 | 0.28703 | 0.28878 | 0.30069 | 0.31279 | 0.31774 | -0.12659 | -1.3835 | 0.19602 | 0.46603 | 0.55335
Services | 0.13507 | 0.17377 | 0.15616 | 0.12667 | 0.12361 | 0.12407 | 0.12734 | 0.12401 | 0.12906 | 0.1372 | 0.13864 | 1.4612 | -2.3099 | 0.29772 | 0.13382 | 0.71896
Agriculture | 0.19259 | 0.16621 | 0.16738 | 0.15044 | 0.15784 | 0.15763 | 0.15968 | 0.16477 | 0.17163 | 0.17559 | 0.1791 | -1.3932 | -0.5847 | 0.11572 | 0.72406 | 0.42718
Fuel consumption related (t CO2 per toe) | 1.8875 | 1.568 | 1.3674 | 1.2581 | 1.1881 | 1.1688 | 1.1556 | 1.1287 | 1.1259 | 1.0977 | 1.0428 | -3.172 | -1.3954 | -0.27708 | -0.26033 | -0.76358
Services | 1.2348 | 1.0822 | 0.86879 | 0.7528 | 0.67909 | 0.66653 | 0.66075 | 0.62533 | 0.6236 | 0.61459 | 0.57409 | -3.4545 | -2.4334 | -0.2734 | -0.57697 | -0.82387
Agriculture | 2.9993 | 2.9546 | 2.9432 | 2.8935 | 2.877 | 2.8725 | 2.8694 | 2.8636 | 2.8551 | 2.8449 | 2.8338 | -0.18878 | -0.22723 | -0.026277 | -0.049933 | -0.074955
| 0 | 0 | 0 | 0 | 0 | 0 | 0 | 0 | 0 | 0 | 0 | 0 | 0 | 0 | 0 | 0
Source: PRIMES

## transport
Croatia:Reference scenario(REF2015f) | [15 empty] | TRANSPORT SECTOR
| 2000 | 2005 | 2010 | 2015 | 2020 | 2025 | 2030 | 2035 | 2040 | 2045 | 2050 | '00-'10 | '10-'20 | '20-'30 | '30-'40 | '40-'50
Annual % Change
Transport activity
Passenger transport activity (Gpkm) | 26.7432 | 31.3364 | 34.2888 | 36.423 | 39.2125 | 41.1909 | 43.2969 | 45.4416 | 47.7986 | 49.7778 | 51.3885 | 2.5165 | 1.3508 | 0.99579 | 0.99407 | 0.72681
Public road transport | 3.3311 | 3.4035 | 3.2484 | 3.4292 | 3.6095 | 3.7351 | 3.8628 | 4.0404 | 4.2186 | 4.3087 | 4.3992 | -0.25117 | 1.0596 | 0.68059 | 0.885 | 0.41998
Private cars(1) | 20 | 24 | 25.7 | 27.0019 | 28.9578 | 30.2612 | 31.6687 | 32.9063 | 34.1792 | 35.3158 | 36.1521 | 2.5393 | 1.2006 | 0.89892 | 0.76581 | 0.56276
Motorcycles | 1.0118 | 1.0118 | 1.0118 | 1.0617 | 1.1114 | 1.1522 | 1.1929 | 1.2456 | 1.2981 | 1.3206 | 1.3431 | -5.1272e-07 | 0.94308 | 0.70983 | 0.84925 | 0.3414
Rail | 1.7562 | 1.7992 | 2.2914 | 2.3556 | 2.6014 | 2.6854 | 2.7708 | 2.8634 | 2.971 | 3.0521 | 3.1195 | 2.6958 | 1.277 | 0.63314 | 0.69978 | 0.48888
Aviation(2) | 0.644 | 1.122 | 2.002 | 2.5385 | 2.8934 | 3.3152 | 3.7569 | 4.3394 | 5.0832 | 5.7311 | 6.3243 | 12.0105 | 3.7513 | 2.6459 | 3.0697 | 2.2086
Inland navigation | 4e-07 | 4e-07 | 0.035135 | 0.036091 | 0.038972 | 0.041711 | 0.044778 | 0.046472 | 0.048476 | 0.049464 | 0.050355 | 212.1534 | 1.0418 | 1.3985 | 0.79659 | 0.38102
Freight transport activity (Gtkm) | 4.4879 | 11.8187 | 11.8246 | 12.0548 | 13.7077 | 14.8275 | 16.0157 | 16.9007 | 17.9588 | 18.837 | 19.4949 | 10.1728 | 1.4888 | 1.5683 | 1.1517 | 0.8241
Trucks(1) | 2.6364 | 8.8651 | 8.2666 | 8.4171 | 9.6225 | 10.4974 | 11.4326 | 12.0935 | 12.9146 | 13.5862 | 14.0825 | 12.1068 | 1.5304 | 1.7385 | 1.2264 | 0.86952
Rail | 1.788 | 2.835 | 2.618 | 2.6573 | 3.0089 | 3.207 | 3.4005 | 3.5186 | 3.6317 | 3.7466 | 3.8126 | 3.8868 | 1.4015 | 1.2309 | 0.66007 | 0.48711
Inland navigation | 0.063536 | 0.1186 | 0.94 | 0.98036 | 1.0763 | 1.1232 | 1.1827 | 1.2886 | 1.4125 | 1.5042 | 1.5998 | 30.9214 | 1.3629 | 0.94738 | 1.7915 | 1.2532
Detailed Results
Activity indicators
Travel per person (km per capita) | 5945.9161 | 7269.1848 | 7968.8614 | 8588.908 | 9350.2956 | 9950.4539 | 10609.2888 | 11310.5517 | 12096.9455 | 12810.973 | 13444.6896 | 2.9717 | 1.6115 | 1.2712 | 1.3209 | 1.0619
Freight activity per unit of GDP (tkm/000 Euro'13) | 123.0461 | 260.509 | 254.6687 | 269.7351 | 280.2756 | 286.0224 | 289.2048 | 278.0091 | 266.7087 | 257.4151 | 247.901 | 7.5451 | 0.9627 | 0.31411 | -0.80651 | -0.72861
Final Energy Demand (in ktoe) | 1544.1 | 1920.6995 | 2067.7505 | 2074.0632 | 2135.5913 | 2116.7888 | 2119.7836 | 2154.8276 | 2205.7129 | 2235.75 | 2256.764 | 2.9633 | 0.32334 | -0.074268 | 0.39816 | 0.22907
By transport mean
Road transport | 1394.1 | 1739 | 1872.4505 | 1852.59 | 1896.4876 | 1865.2406 | 1857.8686 | 1877.836 | 1908.1247 | 1921.8993 | 1930.9431 | 2.9939 | 0.12764 | -0.20552 | 0.26727 | 0.11895
Public road transport | 41.3186 | 39.2859 | 60.6545 | 63.3253 | 65.7003 | 66.0788 | 65.5685 | 66.7473 | 67.9158 | 67.7621 | 67.8057 | 3.9134 | 0.8023 | -0.020082 | 0.35235 | -0.016221
Motorcycles | 31.3056 | 29.3816 | 37.62 | 39.3161 | 40.1604 | 40.4206 | 40.6292 | 41.3809 | 42.1742 | 42.0998 | 42.0917 | 1.8544 | 0.65558 | 0.11614 | 0.37389 | -0.019558
Private cars | 1160.6095 | 1162.3395 | 1294.7294 | 1284.9743 | 1279.6012 | 1232.8767 | 1211.2453 | 1212.3223 | 1216.6507 | 1215.7162 | 1215.8 | 1.0996 | -0.11746 | -0.54749 | 0.044537 | -0.0069942
Trucks | 160.8663 | 507.993 | 479.4466 | 464.9742 | 511.0257 | 525.8645 | 540.4256 | 557.3854 | 581.3841 | 596.3212 | 605.2457 | 11.5392 | 0.63991 | 0.56094 | 0.73322 | 0.40304
Rail | 45.8 | 51.5 | 49.6 | 48.4557 | 52.0319 | 53.0966 | 54.2204 | 54.559 | 54.497 | 53.6069 | 51.6839 | 0.80026 | 0.47981 | 0.41285 | 0.050891 | -0.52858
Aviation | 75.6 | 97.6 | 108.1 | 133.8194 | 144.1936 | 153.9993 | 161.2978 | 172.5112 | 189.127 | 203.6243 | 214.8603 | 3.6407 | 2.9229 | 1.1273 | 1.6044 | 1.2839
Inland navigation | 28.6 | 32.5995 | 37.6 | 39.1981 | 42.8781 | 44.4524 | 46.3968 | 49.9215 | 53.9642 | 56.6194 | 59.2767 | 2.7738 | 1.3222 | 0.79179 | 1.5224 | 0.94337
By transport activity
Passenger transport | 1328.6352 | 1339.5506 | 1514.058 | 1534.5119 | 1543.369 | 1507.319 | 1492.922 | 1507.3101 | 1530.3598 | 1543.6437 | 1554.8982 | 1.315 | 0.19193 | -0.33177 | 0.24798 | 0.1592
Freight transport | 215.4648 | 581.1489 | 553.6925 | 539.5512 | 592.2223 | 609.4698 | 626.8616 | 647.5176 | 675.3531 | 692.1063 | 701.8658 | 9.8979 | 0.67499 | 0.57006 | 0.74788 | 0.38581
By fuel
Solids | 0 | 0 | 0 | 0 | 0 | 0 | 0 | 0 | 0 | 0 | 0 | 0 | 0 | 0 | 0 | 0
Oil | 1525.8 | 1900.7995 | 2044.6016 | 2046.1119 | 2097.0574 | 2068.0334 | 2057.1911 | 2084.1126 | 2125.4824 | 2145.3927 | 2160.7733 | 2.9701 | 0.25364 | -0.19175 | 0.32711 | 0.16481
Liquified petroleum gas | 11.2 | 24.6 | 66.1 | 73.6781 | 78.9153 | 77.7802 | 75.666 | 79.7844 | 85.0047 | 89.3774 | 90.7525 | 19.4259 | 1.7879 | -0.41958 | 1.1706 | 0.65643
Gasoline | 814.8 | 740.2 | 679.5 | 557.187 | 544.7261 | 562.6927 | 594.9782 | 635.0916 | 649.5267 | 641.8006 | 629.0682 | -1.7995 | -2.1865 | 0.88632 | 0.88105 | -0.31953
of which biofuels | 0 | 0 | 0 | 12.4163 | 55.4636 | 45.888 | 39.7689 | 41.4787 | 41.0556 | 40.0468 | 37.6381 | 0 | 0 | -3.2717 | 0.31892 | -0.86535
Diesel oil | 623.2 | 1038.3995 | 1189.0016 | 1280.0029 | 1328.1182 | 1272.7273 | 1224.6529 | 1196.328 | 1201.5755 | 1210.4491 | 1226.0062 | 6.6732 | 1.1126 | -0.80778 | -0.19006 | 0.20149
of which biofuels | 0 | 0 | 2.6016 | 58.0165 | 167.6644 | 162.3161 | 153.051 | 150.8369 | 152.2031 | 155.504 | 157.9 | 0 | 51.6771 | -0.90778 | -0.055541 | 0.36813
Kerosene | 75.6 | 97.6 | 108.1 | 133.8194 | 144.1936 | 153.9993 | 161.2978 | 172.5112 | 189.127 | 203.6243 | 214.8603 | 3.6407 | 2.9229 | 1.1273 | 1.6044 | 1.2839
of which biofuels | 0 | 0 | 0 | 0 | 0 | 0 | 0 | 0.35762 | 0.94568 | 3.0413 | 4.147 | 0 | 0 | 0 | 0 | 15.9308
Residual fuel oil | 1 | 0 | 1.9 | 1.4246 | 1.1042 | 0.83388 | 0.59626 | 0.39745 | 0.24841 | 0.14131 | 0.086114 | 6.629 | -5.2828 | -5.9758 | -8.3834 | -10.0524
of which of biomass origin | 0 | 0 | 0 | 0 | 0.13939 | 0.10635 | 0.074513 | 0.050109 | 0.031464 | 0.018152 | 0.01109 | 0 | 0 | -6.0711 | -8.2601 | -9.9029
Other liquids | 0 | 0 | 0 | 0 | 0 | 0 | 0 | 0 | 0 | 0 | 0 | 0 | 0 | 0 | 0 | 0
Gas | 0 | 0 | 2.1 | 4.0321 | 7.3932 | 10.3071 | 13.002 | 14.9953 | 16.7818 | 17.9718 | 18.8771 | 0 | 13.4126 | 5.8078 | 2.5848 | 1.1835
of which biogas | 0 | 0 | 2.2666e-06 | 1.3779e-06 | 4.6169e-06 | 1.4191e-05 | 4.46e-05 | 5.9994e-05 | 7.6897e-05 | 9.3315e-05 | 0.00010744 | 0 | 7.3734 | 25.458 | 5.5985 | 3.4017
Methanol & ethanol | 0 | 0 | 0.048933 | 0.9579 | 2.4136 | 3.8809 | 4.8551 | 5.7702 | 6.4765 | 6.6853 | 6.1085 | 0 | 47.6749 | 7.239 | 2.9233 | -0.58317
Liquified hydrogen | 0 | 0 | 0 | 0.00021243 | 0.0013637 | 0.012418 | 0.085793 | 0.26581 | 0.88743 | 1.553 | 2.2304 | 0 | 0 | 51.3119 | 26.3188 | 9.6543
Electricity | 18.3 | 19.9 | 21 | 22.961 | 28.7257 | 34.555 | 44.6496 | 49.6838 | 56.0847 | 64.1472 | 68.7747 | 1.3857 | 3.1823 | 4.5092 | 2.3064 | 2.0607
Electricity in road transport (%) | 0 | 0 | 0 | 0.014578 | 0.13515 | 0.33215 | 0.77747 | 0.9766 | 1.2338 | 1.5846 | 1.7757 | 0 | 0 | 19.1211 | 4.7265 | 3.7077
Biofuels in total fuels (excl.hydrogen and electricity) (%) | 0 | 0 | 0.1295 | 3.4806 | 10.7117 | 10.1906 | 9.5299 | 9.4302 | 9.3409 | 9.4604 | 9.4157 | 0 | 55.5102 | -1.1622 | -0.20006 | 0.079769
Vehicles efficiency
Passenger transport activity (toe/Mpkm) | 48.1771 | 40.8509 | 42.8052 | 40.6009 | 37.779 | 35.0422 | 32.9127 | 31.4961 | 30.2314 | 29.1455 | 28.3068 | -1.1753 | -1.2413 | -1.3695 | -0.84616 | -0.65563
Road transport | 50.6607 | 43.322 | 46.4951 | 44.0614 | 41.1376 | 38.1062 | 35.8738 | 34.5737 | 33.4226 | 32.3745 | 31.6438 | -0.85438 | -1.2168 | -1.3598 | -0.70526 | -0.54541
Public road transport | 12.4037 | 11.5429 | 18.672 | 18.4664 | 18.202 | 17.6912 | 16.9742 | 16.5198 | 16.099 | 15.7267 | 15.4132 | 4.1751 | -0.25459 | -0.69594 | -0.52797 | -0.43437
Private cars | 58.0305 | 48.4308 | 50.3786 | 47.5883 | 44.1885 | 40.7411 | 38.2474 | 36.8416 | 35.5962 | 34.4242 | 33.6301 | -1.4041 | -1.3025 | -1.4335 | -0.71579 | -0.56656
Motorcycles | 30.9395 | 29.038 | 37.18 | 37.0322 | 36.1345 | 35.0826 | 34.06 | 33.222 | 32.4882 | 31.8798 | 31.3383 | 1.8544 | -0.28481 | -0.5895 | -0.47135 | -0.35973
Rail | 11.2754 | 6.0825 | 5.0808 | 4.9852 | 4.724 | 4.6312 | 4.5406 | 4.4371 | 4.3065 | 4.1693 | 4.0424 | -7.6621 | -0.72533 | -0.39518 | -0.52795 | -0.63105
Aviation(3) | 51.1153 | 37.8778 | 35.05 | 34.2196 | 31.806 | 29.9682 | 27.714 | 25.5389 | 23.9216 | 22.8365 | 21.778 | -3.7028 | -0.96648 | -1.3677 | -1.4608 | -0.93444
Inland navigation | 0 | 0 | 37.3492 | 36.9533 | 36.5529 | 36.1281 | 35.7267 | 35.3579 | 35.02 | 34.691 | 34.3671 | 0 | -0.21527 | -0.22836 | -0.1996 | -0.188
Freight transport activity (toe/Mtkm) | 48.0101 | 49.172 | 46.8254 | 44.7583 | 43.2035 | 41.104 | 39.1404 | 38.313 | 37.6057 | 36.7418 | 36.0025 | -0.24953 | -0.80182 | -0.98281 | -0.39919 | -0.43471
Trucks | 61.018 | 57.3026 | 57.998 | 55.2417 | 53.1072 | 50.0949 | 47.2708 | 46.0895 | 45.0177 | 43.8915 | 42.9786 | -0.50633 | -0.87709 | -1.1574 | -0.48718 | -0.46246
Rail | 14.5406 | 14.3057 | 14.4989 | 13.8156 | 13.2083 | 12.6787 | 12.2449 | 11.895 | 11.4827 | 10.9115 | 10.2487 | -0.028672 | -0.92797 | -0.75445 | -0.64062 | -1.1305
Inland navigation | 450.1385 | 274.8674 | 38.604 | 38.6229 | 38.5164 | 38.2354 | 37.8775 | 37.4665 | 37.0033 | 36.5012 | 35.9703 | -21.7781 | -0.022726 | -0.16712 | -0.23323 | -0.28273
Energy intensity
Income related (toe/MEuro'13) | 42.335 | 42.3363 | 44.5335 | 46.4087 | 43.6654 | 40.8328 | 38.2781 | 35.4459 | 32.7573 | 30.5523 | 28.6975 | 0.50757 | -0.19666 | -1.3082 | -1.5454 | -1.3145
Passenger transport (household income related) | 61.8701 | 49.3836 | 54.8685 | 56.2342 | 50.9448 | 46.7566 | 43.1821 | 39.5616 | 36.1232 | 33.3982 | 31.1848 | -1.1938 | -0.73922 | -1.6396 | -1.7691 | -1.4593
Freight transport (GDP related) | 5.9075 | 12.8097 | 11.925 | 12.0729 | 12.1089 | 11.7567 | 11.3196 | 10.6514 | 10.0298 | 9.4579 | 8.9251 | 7.2768 | 0.15316 | -0.67179 | -1.2025 | -1.1602
Population related (toe/capita) | 0.34331 | 0.44555 | 0.48055 | 0.48909 | 0.50924 | 0.51135 | 0.51942 | 0.53634 | 0.55823 | 0.5754 | 0.59043 | 3.4204 | 0.58141 | 0.19825 | 0.72304 | 0.56252
Passenger transport | 0.2954 | 0.31074 | 0.35187 | 0.36185 | 0.36802 | 0.36412 | 0.36582 | 0.37517 | 0.38731 | 0.39728 | 0.40681 | 1.7648 | 0.44966 | -0.059952 | 0.57238 | 0.49241
Freight transport | 0.047905 | 0.13481 | 0.12868 | 0.12723 | 0.14122 | 0.14723 | 0.1536 | 0.16117 | 0.17092 | 0.17812 | 0.18363 | 10.3858 | 0.93397 | 0.84434 | 1.0739 | 0.71978
CO2 EMISSIONS (in kt CO2) | 4545.1514 | 5719.9448 | 6154.7443 | 5975.3543 | 5675.9349 | 5633.8859 | 5647.3642 | 5725.743 | 5846.8466 | 5896.0463 | 5942.711 | 3.078 | -0.80661 | -0.050451 | 0.34774 | 0.16276
Road transport | 4150.4892 | 5227.6508 | 5624.4261 | 5380.5446 | 5056.2445 | 4983.9008 | 4971.7108 | 5010.4713 | 5076.1484 | 5086.9661 | 5103.5528 | 3.0856 | -1.0593 | -0.16846 | 0.2081 | 0.053856
Rail | 85.1999 | 97.9024 | 88.6079 | 76.2059 | 70.0295 | 66.8651 | 65.1049 | 62.8534 | 59.4046 | 53.769 | 46.4155 | 0.39298 | -2.3256 | -0.72651 | -0.91211 | -2.4372
Aviation | 227.2589 | 293.3925 | 324.9562 | 402.2705 | 433.4563 | 462.9327 | 484.8727 | 517.5057 | 565.6863 | 602.9668 | 633.4191 | 3.6407 | 2.9229 | 1.1273 | 1.5535 | 1.1373
Inland navigation | 82.2033 | 100.999 | 116.754 | 116.3334 | 116.2047 | 120.1872 | 125.6758 | 134.9125 | 145.6073 | 152.3444 | 159.3236 | 3.571 | -0.047154 | 0.7866 | 1.483 | 0.9043
Carbon intensity (in t CO2/toe) | 2.9436 | 2.9781 | 2.9765 | 2.881 | 2.6578 | 2.6615 | 2.6641 | 2.6572 | 2.6508 | 2.6372 | 2.6333 | 0.11148 | -1.1263 | 0.023835 | -0.050219 | -0.06616
Road transport | 2.9772 | 3.0061 | 3.0038 | 2.9043 | 2.6661 | 2.672 | 2.676 | 2.6682 | 2.6603 | 2.6468 | 2.643 | 0.088977 | -1.1854 | 0.037143 | -0.059005 | -0.065014
Rail | 1.8603 | 1.901 | 1.7864 | 1.5727 | 1.3459 | 1.2593 | 1.2007 | 1.152 | 1.0901 | 1.003 | 0.89806 | -0.40405 | -2.792 | -1.1347 | -0.96251 | -1.9187
Aviation | 3.0061 | 3.0061 | 3.0061 | 3.0061 | 3.0061 | 3.0061 | 3.0061 | 2.9998 | 2.991 | 2.9612 | 2.9481 | 7.6556e-09 | 0 | 0 | -0.050115 | -0.14466
Inland navigation | 2.8742 | 3.0982 | 3.1052 | 2.9678 | 2.7101 | 2.7037 | 2.7087 | 2.7025 | 2.6982 | 2.6907 | 2.6878 | 0.77575 | -1.3515 | -0.0051466 | -0.038829 | -0.038704
Final Energy Demand in other sectors classified in transport (in ktoe)(4),(5) | 2.7 | 2.5 | 2 | 3.4692 | 3.7916 | 3.8873 | 3.7999 | 3.9153 | 3.9496 | 3.9165 | 3.8761 | -2.9565 | 6.6053 | 0.02196 | 0.38705 | -0.18748
Oil | 4.9738e-14 | 1.9185e-13 | 1.9185e-13 | 0 | 4.5475e-13 | 2.2737e-13 | 0 | 0 | 0 | 0 | 0 | 14.4528 | 9.0138 | -100 | 0 | 0
Gas | 0 | 0 | 0 | 1.6712 | 1.7468 | 1.801 | 1.6903 | 1.7613 | 1.7698 | 1.706 | 1.7029 | 0 | 0 | -0.3285 | 0.46061 | -0.38424
Electricity | 2.7 | 2.5 | 2 | 1.798 | 2.0447 | 2.0863 | 2.1096 | 2.154 | 2.1798 | 2.2105 | 2.1732 | -2.9565 | 0.2214 | 0.31285 | 0.32776 | -0.030261
CO2 EMISSIONS in other sectors classified in transport (in kt CO2)(4),(5) | 1.541e-13 | 5.9437e-13 | 5.9437e-13 | 3.9252 | 4.1029 | 4.2301 | 3.9701 | 4.1369 | 4.1568 | 4.0069 | 3.9998 | 14.4528 | 1822.6616 | -0.3285 | 0.46061 | -0.38424
(1) Including light commercial vehicles.
(2) Domestic and international intra-EU aviation activity.
(3) Calculated based on aviation activity covering domestic, international intra-EU and international extra-EU to ensure higher consistency with bunker fuels.
(4) As in EUROSTAT balances , fuel consumption of airport utility vehicles, port cranes and pipeline transport are classified in final demand of transport.
(5) Fuel consumption other than electricity of airport utility vehicles, port cranes are classified in PRIMES model in final demand of road transport.
Source: PRIMES

## transport_detail
Croatia:Reference scenario(REF2015f) | [15 empty] | TRANSPORT SECTOR
| 2005 | 2010 | 2015 | 2020 | 2025 | 2030 | 2035 | 2040 | 2045 | 2050 | '95-'00 | '00-'10 | '10-'20 | '20-'30 | '30-'40 | '40-'50
Annual % Change
Transport activity - details
Passenger rail (Gpkm) | 1.7992 | 2.2914 | 2.3556 | 2.6014 | 2.6854 | 2.7708 | 2.8634 | 2.971 | 3.0521 | 3.1195 | 0 | 0 | 1.277 | 0.63314 | 0.69978 | 0.48888
Conventional rail | 1.266 | 1.742 | 1.8007 | 2.0409 | 2.1118 | 2.1839 | 2.2662 | 2.3631 | 2.4381 | 2.4997 | 0 | 0 | 1.5959 | 0.67956 | 0.7918 | 0.56368
High speed rail | 0 | 0 | 0 | 0 | 9.9949e-07 | 9.9898e-07 | 9.6878e-07 | 9.4229e-07 | 9.6668e-07 | 9.651e-07 | 0 | 0 | 0 | 0 | -0.58255 | 0.23951
Tram and metro | 0.53317 | 0.54936 | 0.55493 | 0.56052 | 0.57361 | 0.58699 | 0.59717 | 0.6079 | 0.61402 | 0.61975 | 0 | 0 | 0.20136 | 0.46245 | 0.35064 | 0.19328
International extra-EU aviation | 1.4547 | 1.0821 | 1.3721 | 1.6401 | 1.8235 | 2.0632 | 2.4154 | 2.8229 | 3.1855 | 3.5417 | 0 | 0 | 4.2461 | 2.3215 | 3.1847 | 2.2943
Road freight (Gtkm) | 8.8651 | 8.2666 | 8.4171 | 9.6225 | 10.4974 | 11.4326 | 12.0935 | 12.9146 | 13.5862 | 14.0825 | 0 | 0 | 1.5304 | 1.7385 | 1.2264 | 0.86952
of which international road freight transit | 3.0863 | 2.4095 | 2.639 | 2.9965 | 3.2925 | 3.5983 | 3.7838 | 3.9858 | 4.2138 | 4.4157 | 0 | 0 | 2.2043 | 1.847 | 1.0279 | 1.0297
Maritime freight (Gtkm) | 62.014 | 58.8385 | 64.3709 | 66.9109 | 69.3247 | 71.7599 | 73.9444 | 77.0525 | 79.5989 | 81.6962 | 0 | 0 | 1.294 | 0.70208 | 0.71416 | 0.58692
Inland navigation | 0.1186 | 0.94 | 0.98036 | 1.0763 | 1.1232 | 1.1827 | 1.2886 | 1.4125 | 1.5042 | 1.5998 | 0 | 0 | 1.3629 | 0.94738 | 1.7915 | 1.2532
International maritime (bunkers) | 61.8954 | 57.8985 | 63.3906 | 65.8347 | 68.2015 | 70.5772 | 72.6558 | 75.6401 | 78.0948 | 80.0964 | 0 | 0 | 1.2928 | 0.69803 | 0.6952 | 0.57409
Marine bunkers
Bunker fuels (ktoe) | 24.5 | 6.7 | 7.2337 | 7.1596 | 7.0099 | 6.9642 | 6.9605 | 7.0905 | 7.2048 | 7.3024 | 0 | 0 | 0.66561 | -0.27628 | 0.17993 | 0.29483
CO2 emissions (kt CO2) | 78.0193 | 21.5453 | 23.202 | 22.9321 | 22.4049 | 22.2694 | 22.2213 | 22.6092 | 22.9408 | 23.2323 | 0 | 0 | 0.62574 | -0.2928 | 0.15154 | 0.27222
| 0 | 0 | 0 | 0 | 0 | 0 | 0 | 0 | 0 | 0 | 0 | 0 | 0 | 0 | 0 | 0
Total stock per category and per fuel (in thousand vehicles) | 1552.427 | 1678.057 | 1769.4071 | 1951.7229 | 1975.1036 | 2049.0821 | 2148.9728 | 2222.5044 | 2289.9222 | 2389.7827 | 0 | 0 | 1.5222 | 0.48798 | 0.81574 | 0.72832
Light duty vehicles (passenger cars, vans) | 1512.4434 | 1641.1988 | 1729.6299 | 1903.9598 | 1924.7669 | 1993.3454 | 2089.5045 | 2158.5666 | 2223.212 | 2320.1982 | 0 | 0 | 1.4962 | 0.45984 | 0.79948 | 0.7247
Diesel Conventional | 524.5015 | 645.085 | 870.5439 | 925.5574 | 809.1682 | 684.3441 | 547.8151 | 451.2268 | 396.5568 | 363.56 | 0 | 0 | 3.6761 | -2.9742 | -4.0794 | -2.1371
Diesel Hybrid | 0 | 0.96053 | 2.8902 | 41.1583 | 107.3069 | 169.3765 | 231.3528 | 284.9827 | 334.6824 | 418.7872 | 0 | 0 | 45.6111 | 15.1966 | 5.3408 | 3.9244
Diesel plug-in hybrid | 0 | 0 | 0.14581 | 1.9034 | 4.4246 | 10.5076 | 16.1484 | 24.5795 | 36.4362 | 45.558 | 0 | 0 | 0 | 18.6306 | 8.8696 | 6.3651
Gasoline Conventional | 943.4079 | 918.2806 | 763.5787 | 790.8975 | 781.714 | 795.5906 | 852.9116 | 857.9039 | 823.3609 | 775.702 | 0 | 0 | -1.4823 | 0.05918 | 0.75692 | -1.0022
Gasoline Hybrid | 0.47195 | 0.65779 | 0.93986 | 22.2864 | 79.0466 | 144.8521 | 209.8161 | 263.6831 | 300.0038 | 348.9976 | 0 | 0 | 42.2314 | 20.5837 | 6.1734 | 2.8428
Gasoline plug-in hybrid | 0 | 0 | 0.10447 | 3.13 | 9.5722 | 28.4628 | 46.6076 | 64.4126 | 87.2834 | 100.7774 | 0 | 0 | 0 | 24.7022 | 8.5099 | 4.5777
LPG | 44.0622 | 74.0727 | 85.7187 | 102.4267 | 102.0968 | 100.6183 | 107.4258 | 114.3107 | 120.7397 | 124.9563 | 0 | 0 | 3.2941 | -0.17797 | 1.284 | 0.89442
CNG | 0 | 1.9678 | 4.1663 | 7.9932 | 11.0844 | 13.373 | 14.8332 | 15.4865 | 15.7745 | 15.6068 | 0 | 0 | 15.0465 | 5.2811 | 1.4782 | 0.077412
Electric | 0 | 0 | 0.80165 | 6.5921 | 16.8701 | 41.3617 | 56.1575 | 72.7401 | 96.316 | 111.717 | 0 | 0 | 0 | 20.1593 | 5.8078 | 4.3841
Other | 0 | 0.17431 | 0.74029 | 2.0148 | 3.4831 | 4.8586 | 6.4363 | 9.2407 | 12.0584 | 14.5358 | 0 | 0 | 27.7298 | 9.2013 | 6.6397 | 4.6342
Heavy duty vehicles (heavy goods vehicles, buses and coaches) | 39.9836 | 36.8582 | 39.7772 | 47.7631 | 50.3367 | 55.7368 | 59.4683 | 63.9378 | 66.7103 | 69.5845 | 0 | 0 | 2.6256 | 1.5559 | 1.3822 | 0.8499
Diesel Conventional | 39.9836 | 36.8479 | 39.737 | 47.2507 | 48.705 | 51.8219 | 52.8688 | 53.5224 | 53.2665 | 53.5135 | 0 | 0 | 2.5179 | 0.92773 | 0.32341 | -0.0016706
Diesel Hybrid | 0 | 0.010149 | 0.039802 | 0.49324 | 1.5508 | 3.699 | 6.1501 | 9.645 | 12.3905 | 14.6971 | 0 | 0 | 47.4563 | 22.3216 | 10.0579 | 4.3021
LPG | 0 | 7.1103e-05 | 0.00016682 | 0.0005414 | 0.0018596 | 0.0038773 | 0.006333 | 0.0099618 | 0.013927 | 0.017426 | 0 | 0 | 22.5076 | 21.7591 | 9.8957 | 5.7516
LNG | 0 | 0.00011731 | 0.00024093 | 0.018576 | 0.077855 | 0.20316 | 0.42663 | 0.73563 | 1.0082 | 1.3225 | 0 | 0 | 65.944 | 27.0247 | 13.732 | 6.0407
Electric | 0 | 0 | 1.3882e-07 | 2.3285e-05 | 0.0010229 | 0.0085065 | 0.015843 | 0.023557 | 0.028966 | 0.030754 | 0 | 0 | 0 | 80.4129 | 10.7226 | 2.702
Other | 0 | 0 | 2.6148e-07 | 1.4882e-05 | 9.9105e-05 | 0.00034169 | 0.00061346 | 0.0012305 | 0.0022048 | 0.003245 | 0 | 0 | 0 | 36.803 | 13.6697 | 10.1827
Passenger car specific CO2 emissions (gCO2/km) | 218.0881 | 219.8281 | 201.243 | 171.798 | 158.9748 | 148.0099 | 141.5257 | 135.669 | 129.887 | 126.4733 | 0 | 0 | -2.4351 | -1.4794 | -0.86683 | -0.69941
Source: PRIMES

## power generation
Croatia:Reference scenario(REF2015f) | [15 empty] | POWER GENERATION SECTOR (1,2)
| 2000 | 2005 | 2010 | 2015 | 2020 | 2025 | 2030 | 2035 | 2040 | 2045 | 2050 | '00-'10 | '10-'20 | '20-'30 | '30-'40 | '40-'50
Annual % Change
Electricity consumption (in GWh) | 14681.3953 | 17461.6279 | 18759.3023 | 17967.0168 | 18917.4153 | 18654.5472 | 18802.0677 | 19469.951 | 20256.5049 | 21329.8909 | 22762.741 | 2.4814 | 0.083967 | -0.061142 | 0.74787 | 1.1733
Final energy demand | 11832.5581 | 14413.9535 | 15858.1395 | 15313.1042 | 16187.2462 | 16167.9863 | 16427.6946 | 17107.9176 | 17910.5948 | 19078.0399 | 20492.3096 | 2.9716 | 0.20562 | 0.14756 | 0.86798 | 1.3557
Industry (incl.electricity for process CCS) | 2867.4419 | 3343.0233 | 3476.7442 | 3219.0576 | 3358.0601 | 3341.1493 | 3393.6419 | 3582.8598 | 3823.5827 | 4036.3956 | 4235.1835 | 1.9454 | -0.34673 | 0.10546 | 1.2 | 1.0276
Households | 5727.907 | 6331.3953 | 6650 | 6383.7596 | 6500.0713 | 6566.8952 | 6705.5257 | 7020.9044 | 7369.7283 | 7829.1335 | 8350.432 | 1.5039 | -0.22778 | 0.31167 | 0.94896 | 1.2572
Tertiary | 2993.0233 | 4479.0698 | 5463.9535 | 5422.3914 | 5971.3188 | 5833.8798 | 5784.8158 | 5901.3889 | 6039.7896 | 6440.9088 | 7081.7191 | 6.2037 | 0.89191 | -0.31681 | 0.43226 | 1.6042
Transport | 244.186 | 260.4651 | 267.4419 | 287.8956 | 357.7959 | 426.062 | 543.7112 | 602.7645 | 677.4942 | 771.602 | 824.975 | 0.91387 | 2.9534 | 4.2733 | 2.2242 | 1.989
Energy branch | 789.5349 | 918.6047 | 880.2326 | 745.6166 | 826.1802 | 692.0083 | 657.3379 | 686.7702 | 709.2182 | 624.8789 | 643.6091 | 1.0934 | -0.63173 | -2.2602 | 0.76254 | -0.96602
Own consumption & pumping | 410.4651 | 508.1395 | 516.2791 | 346.8146 | 420.6201 | 306.339 | 282.8025 | 317.7885 | 338.1231 | 254.1925 | 270.4064 | 2.3201 | -2.0283 | -3.892 | 1.8027 | -2.2101
Refineries & other uses | 379.0698 | 410.4651 | 363.9535 | 398.8019 | 405.5601 | 385.6693 | 374.5354 | 368.9817 | 371.0951 | 370.6865 | 373.2027 | -0.40612 | 1.0883 | -0.79267 | -0.092237 | 0.05665
Transmission and distribution losses | 2061.6279 | 2130.2326 | 2022.093 | 1908.2961 | 1903.9888 | 1794.5527 | 1717.0353 | 1675.2632 | 1636.6918 | 1626.972 | 1626.8223 | -0.19344 | -0.60001 | -1.0282 | -0.47807 | -0.060466
Electricity supply (in GWh) | 14681.3953 | 17461.6279 | 18759.3023 | 17967.0168 | 18917.4153 | 18654.5472 | 18802.0677 | 19469.951 | 20256.5049 | 21329.8909 | 22762.741 | 2.4814 | 0.083967 | -0.061142 | 0.74787 | 1.1733
Net imports | 3998.8372 | 5110.4651 | 4763.9535 | 5971.8049 | 4809.3069 | 4066.0815 | 4685.4521 | 3709.2813 | 3445.4248 | 4660.8535 | 4304.6976 | 1.7662 | 0.094796 | -0.26057 | -3.0274 | 2.2516
Nuclear power plants production | 0 | 0 | 0 | 0 | 0 | 0 | 0 | 0 | 0 | 0 | 0 | 0 | 0 | 0 | 0 | 0
Generation from hydro, wind, solar, tidal etc. | 5873.2558 | 6341.8605 | 8466.2791 | 6917.3033 | 7041.9361 | 7858.5287 | 8610.0547 | 8612.576 | 9522.7956 | 11272.7691 | 12511.1334 | 3.7245 | -1.8252 | 2.0308 | 1.0127 | 2.7669
Thermal power plants production (incl. biomass/waste) | 4809.3023 | 6009.3023 | 5529.0698 | 5077.9087 | 7066.1723 | 6729.937 | 5506.5609 | 7148.0937 | 7288.2844 | 5396.2683 | 5946.9099 | 1.4044 | 2.4833 | -2.4629 | 2.8429 | -2.0134
of which in CHP power plants | 1981.3731 | 2224.5892 | 3053.9275 | 1854.4368 | 2664.3723 | 2913.0504 | 3339.3874 | 3605.1577 | 3835.5075 | 4577.6945 | 5143.2943 | 4.4213 | -1.3553 | 2.2839 | 1.3948 | 2.9774
Distributed Steam/Heat consumption (in GWh) | 2905.814 | 3460.4651 | 3283.7209 | 3052.3406 | 3215.8113 | 3537.7791 | 3839.4192 | 4100.7649 | 4463.2306 | 4486.4812 | 4513.7409 | 1.2301 | -0.20876 | 1.7882 | 1.5169 | 0.1126
Final energy demand | 2476.7442 | 2995.3488 | 2854.6512 | 2627.1946 | 2797.5399 | 3005.6073 | 3182.775 | 3351.4874 | 3625.4065 | 3658.4874 | 3699.3645 | 1.4302 | -0.20189 | 1.2985 | 1.3106 | 0.20215
Industry | 674.4186 | 624.4186 | 525.5814 | 629.3265 | 673.1197 | 808.1263 | 1003.297 | 1101.3273 | 1334.9351 | 1396.5596 | 1463.7288 | -2.4626 | 2.505 | 4.072 | 2.8971 | 0.9253
Households | 1502.3256 | 1909.3023 | 1789.5349 | 1507.1704 | 1614.0611 | 1646.2427 | 1591.1897 | 1638.5667 | 1648.7287 | 1572.9164 | 1525.1361 | 1.7648 | -1.0267 | -0.14261 | 0.35586 | -0.77618
Tertiary | 300 | 461.6279 | 539.5349 | 490.6977 | 510.3591 | 551.2383 | 588.2883 | 611.5933 | 641.7428 | 689.0114 | 710.4996 | 6.0449 | -0.55439 | 1.4312 | 0.8735 | 1.023
Energy branch | 0 | 0 | 3.4884 | 82.2329 | 94.439 | 225.6558 | 369.8423 | 474.5451 | 576.4539 | 591.612 | 601.7528 | 0 | 39.0762 | 14.6269 | 4.5381 | 0.43044
Transmission and distribution losses | 429.0698 | 465.1163 | 425.5814 | 342.9131 | 323.8324 | 306.516 | 286.8019 | 274.7325 | 261.3702 | 236.3818 | 212.6236 | -0.0816 | -2.6953 | -1.207 | -0.92424 | -2.043
Distributed Steam/Heat supply (in GWh) | 2906.9767 | 3459.3023 | 3284.8837 | 3052.724 | 3215.8113 | 3537.7791 | 3839.4191 | 4100.7649 | 4463.2305 | 4486.4883 | 4513.8261 | 1.2297 | -0.21229 | 1.7882 | 1.5169 | 0.11279
CHP power plants production (A) | 2154.6512 | 2493.0233 | 2425.5814 | 2402.0954 | 2526.1365 | 2826.448 | 3135.9207 | 3376.4811 | 3727.9972 | 3762.3797 | 3800.037 | 1.1915 | 0.40702 | 2.1859 | 1.7445 | 0.19158
District Heating units production | 752.3256 | 966.2791 | 859.3023 | 650.6286 | 689.6747 | 711.331 | 703.4984 | 724.2838 | 735.2333 | 724.1086 | 713.789 | 1.3384 | -2.175 | 0.19865 | 0.4422 | -0.29557
Gross Electricity generation by fuel type (in GWh) | 10684 | 12354 | 13999 | 11995.212 | 14108.1084 | 14588.4657 | 14116.6156 | 15760.6697 | 16811.0801 | 16669.0374 | 18458.0434 | 2.7392 | 0.077668 | 0.0060284 | 1.7622 | 0.939
Nuclear energy | 0 | 0 | 0 | 0 | 0 | 0 | 0 | 0 | 0 | 0 | 0 | 0 | 0 | 0 | 0 | 0
Renewables | 5875 | 6357 | 8501 | 7015.2578 | 7332.0662 | 8172.7492 | 8989.3273 | 9065.6526 | 10242.0078 | 12176.3984 | 13554.1143 | 3.7639 | -1.4684 | 2.0587 | 1.3131 | 2.8415
Hydro | 5874 | 6333 | 8329 | 6199.2146 | 6323.8474 | 6387.2187 | 6392.8086 | 6394.5923 | 6540.0872 | 6714.0749 | 6758.1213 | 3.5538 | -2.7166 | 0.10852 | 0.22803 | 0.32848
Wind | 0 | 10 | 139 | 650.188 | 650.188 | 650.188 | 1242.9252 | 1243.6628 | 1935.9261 | 2216.0648 | 2620.2037 | 0 | 16.6816 | 6.6941 | 4.5308 | 3.0729
Solar, tidal etc. | 0 | 0 | 0 | 67.9006 | 67.9006 | 821.122 | 974.3209 | 974.3209 | 1046.7824 | 2342.6294 | 3132.8085 | 0 | 0 | 30.5217 | 0.71994 | 11.5855
Biomass & waste | 1 | 14 | 33 | 97.9545 | 290.1301 | 314.2206 | 379.2726 | 453.0766 | 719.2121 | 903.6293 | 1042.9809 | 41.8572 | 24.2819 | 2.7155 | 6.6082 | 3.7868
Geothermal heat | 0 | 0 | 0 | 0 | 0 | 0 | 0 | 0 | 0 | 0 | 0 | 0 | 0 | 0 | 0 | 0
Fossil fuels | 4809 | 5997 | 5498 | 4979.9542 | 6776.0422 | 6415.7165 | 5127.2883 | 6695.0171 | 6569.0723 | 4492.639 | 4903.9291 | 1.348 | 2.1121 | -2.7497 | 2.5089 | -2.881
Coal and lignite | 1551 | 2328 | 2385 | 2671.0816 | 2734.1748 | 917.9974 | 868.2651 | 860.8766 | 861.3453 | 15.6605 | 24.1123 | 4.3969 | 1.3757 | -10.8374 | -0.079984 | -30.0631
Petroleum products | 1687 | 1855 | 560 | 76.501 | 24.9213 | 246.8525 | 262.8626 | 257.6449 | 179.8303 | 180.1855 | 77.7093 | -10.4414 | -26.7448 | 26.5656 | -3.725 | -8.048
Natural gas | 1571 | 1814 | 2553 | 2232.3716 | 4016.9461 | 5250.8666 | 3996.1606 | 5576.4956 | 5527.8967 | 4296.793 | 4802.1075 | 4.9754 | 4.6368 | -0.051865 | 3.2979 | -1.3977
Coke & blast-furnace gasses | 0 | 0 | 0 | 0 | 0 | 0 | 0 | 0 | 0 | 0 | 0 | 0 | 0 | 0 | 0 | 0
Other fuels (hydrogen, methanol)(D) | 0 | 0 | 0 | 0 | 0 | 0 | 0 | 0 | 0 | 0 | 0 | 0 | 0 | 0 | 0 | 0
Gross Electricity generation by fuel type (in %) | 100 | 100 | 100 | 100 | 100 | 100 | 100 | 100 | 100 | 100 | 100
Nuclear energy | 0 | 0 | 0 | 0 | 0 | 0 | 0 | 0 | 0 | 0 | 0
Renewables | 54.9888 | 51.457 | 60.7258 | 58.4838 | 51.9706 | 56.022 | 63.6791 | 57.5207 | 60.9242 | 73.048 | 73.432
Hydro | 54.9794 | 51.2627 | 59.4971 | 51.6807 | 44.8242 | 43.7827 | 45.2857 | 40.5731 | 38.9034 | 40.2787 | 36.6134
Wind | 0 | 0.080945 | 0.99293 | 5.4204 | 4.6086 | 4.4569 | 8.8047 | 7.8909 | 11.5158 | 13.2945 | 14.1955
Solar, tidal etc. | 0 | 0 | 0 | 0.56606 | 0.48129 | 5.6286 | 6.9019 | 6.182 | 6.2267 | 14.0538 | 16.9726
Biomass & waste | 0.0093598 | 0.11332 | 0.23573 | 0.81661 | 2.0565 | 2.1539 | 2.6867 | 2.8747 | 4.2782 | 5.421 | 5.6505
Geothermal heat | 0 | 0 | 0 | 0 | 0 | 0 | 0 | 0 | 0 | 0 | 0
Fossil fuels | 45.0112 | 48.543 | 39.2742 | 41.5162 | 48.0294 | 43.978 | 36.3209 | 42.4793 | 39.0758 | 26.952 | 26.568
Coal and lignite | 14.517 | 18.8441 | 17.0369 | 22.2679 | 19.3802 | 6.2926 | 6.1507 | 5.4622 | 5.1237 | 0.09395 | 0.13063
Petroleum products | 15.79 | 15.0154 | 4.0003 | 0.63776 | 0.17665 | 1.6921 | 1.8621 | 1.6347 | 1.0697 | 1.081 | 0.42101
Natural gas | 14.7042 | 14.6835 | 18.237 | 18.6105 | 28.4726 | 35.9933 | 28.3082 | 35.3824 | 32.8825 | 25.7771 | 26.0163
Coke & blast-furnace gasses | 0 | 0 | 0 | 0 | 0 | 0 | 0 | 0 | 0 | 0 | 0
Other fuels (hydrogen, methanol)(D) | 0 | 0 | 0 | 0 | 0 | 0 | 0 | 0 | 0 | 0 | 0
Fuel input in thermal power plants (in ktoe) | 1248.6 | 1479.2 | 1269.2 | 992.5996 | 1279.8684 | 1240.1631 | 1051.031 | 1304.5944 | 1349.9013 | 959.1149 | 1007.4499 | 0.16377 | 0.08374 | -1.9506 | 2.5342 | -2.8837
Solids | 357.1 | 537.3 | 531.9 | 612.1038 | 576.7577 | 210.803 | 216.6753 | 223.6097 | 219.1489 | 3.8045 | 7.8017 | 4.0648 | 0.81295 | -9.3262 | 0.11358 | -28.3617
Hard coal | 356 | 532.4 | 527.9 | 609.2691 | 573.7784 | 207.7582 | 213.6554 | 223.6097 | 219.1489 | 3.8045 | 7.8017 | 4.0184 | 0.83685 | -9.4065 | 0.25419 | -28.3617
Lignite and other solid fuels | 1.1 | 4.9 | 4 | 2.8347 | 2.9793 | 3.0448 | 3.0199 | 0 | 0 | 0 | 0 | 13.7802 | -2.9032 | 0.13553 | 0 | 0
Oil | 394.6 | 447.4 | 119.5 | 13.6541 | 8.2704 | 70.7752 | 72.0335 | 68.7625 | 43.2212 | 43.1133 | 17.9205 | -11.2597 | -23.4375 | 24.1654 | -4.9797 | -8.4275
Diesel oil | 1 | 5.1 | 1 | 1.3605e-05 | 0 | 0 | 0 | 0 | 0 | 0 | 0 | 0 | 0 | 0 | 0 | 0
Fuel oil and other liquid fuels | 393.6 | 442.3 | 118.5 | 13.6541 | 8.2704 | 70.7752 | 72.0335 | 68.7625 | 43.2212 | 43.1133 | 17.9205 | -11.3117 | -23.3731 | 24.1654 | -4.9797 | -8.4275
Gas | 496.6 | 490.2 | 611 | 350.0556 | 639.0288 | 898.3338 | 685.4413 | 925.7691 | 929.0229 | 723.6571 | 758.756 | 2.0948 | 0.44953 | 0.7036 | 3.0874 | -2.0042
Natural gas | 496.6 | 490.2 | 611 | 350.0556 | 639.0288 | 898.3338 | 685.4413 | 925.7691 | 929.0229 | 723.6571 | 758.756 | 2.0948 | 0.44953 | 0.7036 | 3.0874 | -2.0042
Other gas fuels | 0 | 0 | 0 | 0 | 0 | 0 | 0 | 0 | 0 | 0 | 0 | 0 | 0 | 0 | 0 | 0
Biomass & waste | 0.3 | 4.3 | 6.8 | 16.7862 | 55.8114 | 60.2512 | 76.8809 | 86.4532 | 158.5082 | 188.5399 | 222.9718 | 36.6277 | 23.4302 | 3.2546 | 7.5037 | 3.4713
Geothermal heat | 0 | 0 | 0 | 0 | 0 | 0 | 0 | 0 | 0 | 0 | 0 | 0 | 0 | 0 | 0 | 0
Other fuels (hydrogen, methanol)(D) | 0 | 0 | 0 | 0 | 0 | 0 | 0 | 0 | 0 | 0 | 0 | 0 | 0 | 0 | 0 | 0
Fuel input in nuclear power plants (in ktoe) | 0 | 0 | 0 | 0 | 0 | 0 | 0 | 0 | 0 | 0 | 0 | 0 | 0 | 0 | 0 | 0
Fuel input in district heating units (in ktoe) | 83.2 | 103.5 | 97.3 | 70.3448 | 74.1448 | 75.6847 | 72.6778 | 73.8774 | 74.338 | 72.0177 | 69.658 | 1.5778 | -2.6812 | -0.19964 | 0.22612 | -0.64813
Solids | 0 | 0 | 0 | 0 | 0 | 0 | 0 | 0 | 0 | 0 | 0 | 0 | 0 | 0 | 0 | 0
Oil | 39.4 | 44.4 | 27.1 | 1.3208 | 0 | 0 | 0 | 0 | 0 | 0 | 0 | -3.6732 | 0 | 0 | 0 | 0
Gas | 43.8 | 59.1 | 70.2 | 69.024 | 67.3078 | 60.3138 | 41.8732 | 36.3826 | 32.6277 | 26.1226 | 17.8599 | 4.8302 | -0.41984 | -4.6354 | -2.464 | -5.848
Biomass & waste | 0 | 0 | 0 | 0 | 6.837 | 15.3709 | 30.8046 | 37.4948 | 41.7103 | 45.8951 | 51.7981 | 0 | 0 | 16.2452 | 3.0772 | 2.1897
Electricity, Geothermal, Solar | 0 | 0 | 0 | 0 | 0 | 0 | 0 | 0 | 0 | 0 | 0 | 0 | 0 | 0 | 0 | 0
Other fuels (hydrogen, methanol) | 0 | 0 | 0 | 0 | 0 | 0 | 0 | 0 | 0 | 0 | 0 | 0 | 0 | 0 | 0 | 0
CO2 EMISSIONS (in kt CO2) | 4141.1982 | 5089.3205 | 4260.8981 | 3534.8408 | 4055.625 | 3317.6709 | 2802.0779 | 3369.8354 | 3267.5181 | 1884.2873 | 1894.6451 | 0.28535 | -0.49253 | -3.6299 | 1.5486 | -5.3041
Thermal power plants | 3911.6161 | 4808.2261 | 4009.0153 | 3368.5527 | 3897.5355 | 3176.0087 | 2703.728 | 3284.3815 | 3190.8836 | 1822.9318 | 1852.6965 | 0.24625 | -0.28161 | -3.5911 | 1.6705 | -5.2914
District heating units | 229.5822 | 281.0944 | 251.8828 | 166.288 | 158.0895 | 141.6623 | 98.3498 | 85.4538 | 76.6344 | 61.3555 | 41.9486 | 0.93134 | -4.5512 | -4.6354 | -2.464 | -5.848
(1) Information on installed power generation capacities and selected indicators for electricity production can be found in the second page of this report: "Summary energy balances and indicators (B)" (sheet "indicator")
(2) Due to statistical differences present in Eurostat data, the individual items shown for electricity consumption and supply in 2000 and 2005 do not always add up to the totals shown. In any case, the modelling, being calibrated to the individual supply and consumption items for 2000 and 2005, ensures consistency of consumption and supply numbers for the projection years.
Source: PRIMES

## pg-detail
Croatia:Reference scenario(REF2015f) | [15 empty] | POWER GENERATION SECTOR - DETAILS
| 2000 | 2005 | 2010 | 2015 | 2020 | 2025 | 2030 | 2035 | 2040 | 2045 | 2050 | '00-'10 | '10-'20 | '20-'30 | '30-'40 | '40-'50
Annual % Change
Net Installed Power Capacity (in MWe) | 3786.358 | 3945.2866 | 4215.9947 | 4883.6906 | 4892.389 | 5275.7507 | 5518.0176 | 5267.5287 | 5511.8163 | 6386.5866 | 7338.4605 | 1.0806 | 1.4991 | 1.2106 | -0.011244 | 2.9037
Nuclear energy | 0 | 0 | 0 | 0 | 0 | 0 | 0 | 0 | 0 | 0 | 0 | 0 | 0 | 0 | 0 | 0
Renewable energy | 2079 | 2066 | 2220 | 2668.0658 | 2668.0658 | 3193.4595 | 3558.7587 | 3558.7587 | 3940.1044 | 4970.806 | 5775.278 | 0.65836 | 1.8555 | 2.9225 | 1.0232 | 3.8978
Hydro (pumping excluded) | 2079 | 2060 | 2141 | 2190 | 2190 | 2190 | 2190 | 2190 | 2235.8231 | 2285.3921 | 2285.3921 | 0.29429 | 0.22654 | 0 | 0.20729 | 0.21952
Lakes | 1168.0521 | 1140.9005 | 1221.9005 | 1270.9005 | 1270.9005 | 1270.9005 | 1270.9005 | 1270.9005 | 1270.9005 | 1270.9005 | 1270.9005 | 0.45172 | 0.39396 | 0 | 0 | 0
Run of river | 910.9479 | 919.0995 | 919.0995 | 919.0995 | 919.0995 | 919.0995 | 919.0995 | 919.0995 | 964.9226 | 1014.4916 | 1014.4916 | 0.089127 | 0 | 0 | 0.48772 | 0.50221
Wind power | 0 | 6 | 79 | 422.7 | 422.7 | 422.7 | 682.268 | 682.268 | 970.0117 | 1065.44 | 1340.4 | 0 | 18.2607 | 4.9041 | 3.5815 | 3.287
Wind on-shore | 0 | 6 | 79 | 422.7 | 422.7 | 422.7 | 682.268 | 682.268 | 970.0117 | 1065.44 | 1340.4 | 0 | 18.2607 | 4.9041 | 3.5815 | 3.287
Wind off-shore | 0 | 0 | 0 | 0 | 0 | 0 | 0 | 0 | 0 | 0 | 0 | 0 | 0 | 0 | 0 | 0
Solar | 0 | 0 | 0 | 55.3658 | 55.3658 | 580.7595 | 686.4908 | 686.4908 | 734.2696 | 1619.9739 | 2149.4859 | 0 | 0 | 28.6291 | 0.6751 | 11.3392
Other renewables (tidal etc.) | 0 | 0 | 0 | 0 | 0 | 0 | 0 | 0 | 0 | 0 | 0 | 0 | 0 | 0 | 0 | 0
Thermal power | 1707.358 | 1879.2867 | 1995.9947 | 2215.6247 | 2224.3232 | 2082.2912 | 1959.2589 | 1708.77 | 1571.7119 | 1415.7806 | 1563.1825 | 1.5742 | 1.089 | -1.2608 | -2.1799 | -0.054401
Solids fired | 311.2085 | 311.2085 | 311.2085 | 311.2085 | 657.5038 | 657.5038 | 657.5038 | 656.2947 | 656.2947 | 463.0947 | 463.0947 | 0 | 7.7667 | 0 | -0.018404 | -3.4267
Oil fired | 614.8414 | 645.9164 | 649.0514 | 185.3914 | 149.771 | 152.9004 | 106.9214 | 65.1987 | 29.5737 | 29.5737 | 16.0837 | 0.54294 | -13.6396 | -3.314 | -12.0605 | -5.909
Gas fired | 781.3081 | 919.2081 | 1030.8831 | 1706.3831 | 1393.0795 | 1246.3831 | 1166.1928 | 958.239 | 829.2951 | 857.4001 | 999.4876 | 2.8108 | 3.0568 | -1.762 | -3.3518 | 1.8842
Natural gas | 781.3081 | 919.2081 | 1030.8831 | 1706.3831 | 1393.0795 | 1246.3831 | 1166.1928 | 958.239 | 829.2951 | 857.4001 | 999.4876 | 2.8108 | 3.0568 | -1.762 | -3.3518 | 1.8842
Derived gasses | 0 | 0 | 0 | 0 | 0 | 0 | 0 | 0 | 0 | 0 | 0 | 0 | 0 | 0 | 0 | 0
Biomass-waste fired | 0 | 2.9536 | 4.8517 | 12.6418 | 23.9689 | 25.5039 | 28.6409 | 29.0375 | 56.5483 | 65.7121 | 84.5164 | 0 | 17.3208 | 1.7967 | 7.0393 | 4.1003
Hydrogen plants | 0 | 0 | 0 | 0 | 0 | 0 | 0 | 0 | 0 | 0 | 0 | 0 | 0 | 0 | 0 | 0
Geothermal heat | 0 | 0 | 0 | 0 | 0 | 0 | 0 | 0 | 0 | 0 | 0 | 0 | 0 | 0 | 0 | 0
Net Power Capacity Investment (1) (in MWe - for five years period) |  | 223.9537 | 270.7081 | 741.2558 | 865.6781 | 721.7802 | 408.0773 | 186.1539 | 710.4534 | 1665.9181 | 1913.9489 | 0 | 12.3274 | -7.2447 | 5.7011 | 10.4179
Nuclear energy |  | 0 | 0 | 0 | 0 | 0 | 0 | 0 | 0 | 0 | 0 | 0 | 0 | 0 | 0 | 0
Renewable energy |  | 24 | 154 | 497.0658 | 0 | 525.3937 | 365.2993 | 6 | 515.7115 | 1386.0898 | 1604.8257 | 0 | 0 | 0 | 3.5084 | 12.0217
Hydro (pumping excluded) |  | 18 | 81 | 98 | 0 | 0 | 0 | 0 | 45.8231 | 49.569 | 0 | 0 | 0 | 0 | 0 | 0
Lakes |  | 9.8483 | 81 | 98 | 0 | 0 | 0 | 0 | 0 | 0 | 0 | 0 | 0 | 0 | 0 | 0
Run of river |  | 8.1517 | 0 | 0 | 0 | 0 | 0 | 0 | 45.8231 | 49.569 | 0 | 0 | 0 | 0 | 0 | 0
Wind power |  | 6 | 73 | 343.7 | 0 | 0 | 259.568 | 6 | 366.7438 | 450.8165 | 549.92 | 0 | 0 | 0 | 3.5169 | 4.1343
Wind on-shore |  | 6 | 73 | 343.7 | 0 | 0 | 259.568 | 6 | 366.7438 | 450.8165 | 549.92 | 0 | 0 | 0 | 3.5169 | 4.1343
Wind off-shore |  | 0 | 0 | 0 | 0 | 0 | 0 | 0 | 0 | 0 | 0 | 0 | 0 | 0 | 0 | 0
Solar |  | 0 | 0 | 55.3658 | 0 | 525.3937 | 105.7313 | 0 | 103.1447 | 885.7043 | 1054.9057 | 0 | 0 | 0 | -0.24738 | 26.176
Other renewables (tidal etc.) |  | 0 | 0 | 0 | 0 | 0 | 0 | 0 | 0 | 0 | 0 | 0 | 0 | 0 | 0 | 0
Thermal power |  | 199.9537 | 116.7081 | 244.19 | 865.6781 | 196.3865 | 42.778 | 180.1539 | 194.7419 | 279.8283 | 309.1232 | 0 | 22.1872 | -25.9736 | 16.3654 | 4.7291
Solids fired |  | 0 | 0 | 0 | 464.3038 | 0 | 0 | 0 | 0 | 0 | 0 | 0 | 0 | 0 | 0 | 0
Oil fired |  | 59.1 | 3.135 | 0 | 8.8557 | 37.5479 | 0.8417 | 16.5491 | 0 | 0 | 0 | 0 | 10.9427 | -20.9698 | 0 | 0
Gas fired |  | 137.9 | 111.675 | 236.4 | 381.1914 | 157.3036 | 38.7993 | 163.2083 | 167.2311 | 267.7109 | 279.9875 | 0 | 13.0625 | -20.4266 | 15.7309 | 5.2888
Natural gas |  | 137.9 | 111.675 | 236.4 | 381.1914 | 157.3036 | 38.7993 | 163.2083 | 167.2311 | 267.7109 | 279.9875 | 0 | 13.0625 | -20.4266 | 15.7309 | 5.2888
Derived gasses |  | 0 | 0 | 0 | 0 | 0 | 0 | 0 | 0 | 0 | 0 | 0 | 0 | 0 | 0 | 0
Biomass-waste fired |  | 2.9536 | 1.8981 | 7.79 | 11.3272 | 1.535 | 3.137 | 0.39658 | 27.5108 | 12.1175 | 29.1356 | 0 | 19.5584 | -12.0492 | 24.2506 | 0.57548
Hydrogen plants |  | 0 | 0 | 0 | 0 | 0 | 0 | 0 | 0 | 0 | 0 | 0 | 0 | 0 | 0 | 0
Geothermal heat |  | 0 | 0 | 0 | 0 | 0 | 0 | 0 | 0 | 0 | 0 | 0 | 0 | 0 | 0 | 0
Gross Electricity generation by plant type (in GWh)(D) | 10803.9206 | 12354 | 13999 | 11995.212 | 14108.1084 | 14588.4657 | 14116.6156 | 15760.6697 | 16811.0801 | 16669.0374 | 18458.0434 | 2.6246 | 0.077668 | 0.0060284 | 1.7622 | 0.939
Nuclear energy | 0 | 0 | 0 | 0 | 0 | 0 | 0 | 0 | 0 | 0 | 0 | 0 | 0 | 0 | 0 | 0
Renewable energy | 5993.9206 | 6343 | 8468 | 6917.3033 | 7041.9361 | 7858.5287 | 8610.0547 | 8612.576 | 9522.7956 | 11272.7691 | 12511.1334 | 3.5159 | -1.8272 | 2.0308 | 1.0127 | 2.7669
Hydro (pumping excluded) | 5993.9206 | 6333 | 8329 | 6199.2146 | 6323.8474 | 6387.2187 | 6392.8086 | 6394.5923 | 6540.0872 | 6714.0749 | 6758.1213 | 3.3447 | -2.7166 | 0.10852 | 0.22803 | 0.32848
Lakes | 2940.1459 | 3106.4716 | 3903.1918 | 3029.1219 | 3153.7547 | 3217.126 | 3222.7159 | 3224.4996 | 3212.7721 | 3216.6849 | 3215.7957 | 2.8739 | -2.1094 | 0.21654 | -0.030898 | 0.0094071
Run of river | 3053.7747 | 3226.5284 | 4425.8082 | 3170.0927 | 3170.0927 | 3170.0927 | 3170.0927 | 3170.0927 | 3327.315 | 3497.39 | 3542.3255 | 3.7805 | -3.2819 | 0 | 0.48522 | 0.62814
Wind power | 0 | 10 | 139 | 650.188 | 650.188 | 650.188 | 1242.9252 | 1243.6628 | 1935.9261 | 2216.0648 | 2620.2037 | 0 | 16.6816 | 6.6941 | 4.5308 | 3.0729
Wind on-shore | 0 | 10 | 139 | 650.188 | 650.188 | 650.188 | 1242.9252 | 1243.6628 | 1935.9261 | 2216.0648 | 2620.2037 | 0 | 16.6816 | 6.6941 | 4.5308 | 3.0729
Wind off-shore | 0 | 0 | 0 | 0 | 0 | 0 | 0 | 0 | 0 | 0 | 0 | 0 | 0 | 0 | 0 | 0
Solar | 0 | 0 | 0 | 67.9006 | 67.9006 | 821.122 | 974.3209 | 974.3209 | 1046.7824 | 2342.6294 | 3132.8085 | 0 | 0 | 30.5217 | 0.71994 | 11.5855
Other renewables (tidal etc.) | 0 | 0 | 0 | 0 | 0 | 0 | 0 | 0 | 0 | 0 | 0 | 0 | 0 | 0 | 0 | 0
Thermal power | 4810 | 6011 | 5531 | 5077.9087 | 7066.1723 | 6729.937 | 5506.5609 | 7148.0937 | 7288.2844 | 5396.2683 | 5946.9099 | 1.4065 | 2.4797 | -2.4629 | 2.8429 | -2.0134
Solids fired | 1562.7963 | 2359.7325 | 2461.852 | 2671.0816 | 2865.2631 | 972.9956 | 920.2632 | 912.8747 | 913.3717 | 17.8977 | 28.3674 | 4.6492 | 1.529 | -10.7363 | -0.075139 | -29.3329
Oil fired | 1816.406 | 1982.3309 | 721.2335 | 0.40606 | 24.9213 | 185.9021 | 190.9394 | 185.7257 | 107.8257 | 108.1732 | 65.837 | -8.8228 | -28.5751 | 22.5836 | -5.5542 | -4.8136
Gas fired | 1429.797 | 1656.8128 | 2339.1549 | 2383.0757 | 4124.3847 | 5482.2708 | 4241.8902 | 5928.8348 | 5924.8738 | 4861.4019 | 5418.6237 | 5.0457 | 5.8352 | 0.28132 | 3.398 | -0.8892
Natural gas | 1429.797 | 1656.8128 | 2339.1549 | 2383.0757 | 4124.3847 | 5482.2708 | 4241.8902 | 5928.8348 | 5924.8738 | 4861.4019 | 5418.6237 | 5.0457 | 5.8352 | 0.28132 | 3.398 | -0.8892
Derived gasses | 0 | 0 | 0 | 0 | 0 | 0 | 0 | 0 | 0 | 0 | 0 | 0 | 0 | 0 | 0 | 0
Biomass-waste fired | 1.0007 | 12.1239 | 8.7597 | 23.3454 | 51.6032 | 88.7685 | 153.4681 | 120.6585 | 342.2133 | 408.7954 | 434.0818 | 24.2273 | 19.404 | 11.5152 | 8.3497 | 2.4065
Hydrogen plants | 0 | 0 | 0 | 0 | 0 | 0 | 0 | 0 | 0 | 0 | 0 | 0 | 0 | 0 | 0 | 0
Geothermal heat | 0 | 0 | 0 | 0 | 0 | 0 | 0 | 0 | 0 | 0 | 0 | 0 | 0 | 0 | 0 | 0
Net Electricity generation by plant type (in GWh)(D) | 10282.1405 | 11890.5545 | 13530.3823 | 11695.1346 | 13736.8425 | 14331.364 | 13883.7865 | 15494.8536 | 16527.2969 | 16472.6286 | 18249.6071 | 2.7833 | 0.15155 | 0.10646 | 1.7582 | 0.99623
Nuclear energy | 0 | 0 | 0 | 0 | 0 | 0 | 0 | 0 | 0 | 0 | 0 | 0 | 0 | 0 | 0 | 0
Renewable energy | 5828.1405 | 6309.5545 | 8359.3823 | 6862.815 | 6988.852 | 7804.8534 | 8556.3527 | 8559.0654 | 9469.1647 | 11218.9983 | 12457.7382 | 3.6727 | -1.7747 | 2.0442 | 1.0188 | 2.781
Hydro (pumping excluded) | 5828.1405 | 6299.5545 | 8220.3823 | 6144.7263 | 6270.7634 | 6333.5434 | 6339.1066 | 6341.0817 | 6486.4562 | 6660.3041 | 6704.7261 | 3.499 | -2.6709 | 0.10846 | 0.23005 | 0.33151
Lakes | 2858.8272 | 3090.0658 | 3852.2907 | 2991.2276 | 3117.2647 | 3180.0448 | 3185.6079 | 3187.583 | 3175.7352 | 3179.5081 | 3179.2077 | 3.0275 | -2.0949 | 0.21711 | -0.031035 | 0.010929
Run of river | 2969.3133 | 3209.4887 | 4368.0917 | 3153.4987 | 3153.4987 | 3153.4987 | 3153.4987 | 3153.4987 | 3310.721 | 3480.796 | 3525.5183 | 3.9354 | -3.2056 | 0 | 0.48772 | 0.63059
Wind power | 0 | 10 | 139 | 650.188 | 650.188 | 650.188 | 1242.9252 | 1243.6628 | 1935.9261 | 2216.0648 | 2620.2037 | 0 | 16.6816 | 6.6941 | 4.5308 | 3.0729
Wind on-shore | 0 | 10 | 139 | 650.188 | 650.188 | 650.188 | 1242.9252 | 1243.6628 | 1935.9261 | 2216.0648 | 2620.2037 | 0 | 16.6816 | 6.6941 | 4.5308 | 3.0729
Wind off-shore | 0 | 0 | 0 | 0 | 0 | 0 | 0 | 0 | 0 | 0 | 0 | 0 | 0 | 0 | 0 | 0
Solar | 0 | 0 | 0 | 67.9006 | 67.9006 | 821.122 | 974.3209 | 974.3209 | 1046.7824 | 2342.6294 | 3132.8085 | 0 | 0 | 30.5217 | 0.71994 | 11.5855
Other renewables (tidal etc.) | 0 | 0 | 0 | 0 | 0 | 0 | 0 | 0 | 0 | 0 | 0 | 0 | 0 | 0 | 0 | 0
Thermal power | 4454 | 5581 | 5171 | 4832.3196 | 6747.9904 | 6526.5105 | 5327.4337 | 6935.7882 | 7058.1322 | 5253.6303 | 5791.8689 | 1.5038 | 2.6975 | -2.336 | 2.853 | -1.9578
Solids fired | 1434.4425 | 2112.2698 | 2184.7421 | 2475.7231 | 2640.2542 | 901.7087 | 852.8287 | 846.216 | 846.6767 | 16.3406 | 25.8994 | 4.297 | 1.9118 | -10.6856 | -0.072371 | -29.4402
Oil fired | 1688.6672 | 1840.7034 | 677.1419 | 0.39104 | 24.042 | 179.5186 | 184.4153 | 179.4967 | 104.5909 | 104.928 | 63.8619 | -8.733 | -28.3809 | 22.5978 | -5.5135 | -4.8136
Gas fired | 1329.9201 | 1616.1792 | 2300.6125 | 2333.3146 | 4034.2587 | 5361.002 | 4145.3583 | 5797.1482 | 5794.6175 | 4759.9509 | 5307.5777 | 5.6335 | 5.7772 | 0.27204 | 3.4061 | -0.8741
Natural gas | 1329.9201 | 1616.1792 | 2300.6125 | 2333.3146 | 4034.2587 | 5361.002 | 4145.3583 | 5797.1482 | 5794.6175 | 4759.9509 | 5307.5777 | 5.6335 | 5.7772 | 0.27204 | 3.4061 | -0.8741
Derived gasses | 0 | 0 | 0 | 0 | 0 | 0 | 0 | 0 | 0 | 0 | 0 | 0 | 0 | 0 | 0 | 0
Biomass-waste fired | 0.97031 | 11.8476 | 8.5036 | 22.8908 | 49.4356 | 84.2812 | 144.8315 | 112.9272 | 312.2471 | 372.4108 | 394.5298 | 24.2422 | 19.246 | 11.348 | 7.985 | 2.3666
Hydrogen plants | 0 | 0 | 0 | 0 | 0 | 0 | 0 | 0 | 0 | 0 | 0 | 0 | 0 | 0 | 0 | 0
Geothermal heat | 0 | 0 | 0 | 0 | 0 | 0 | 0 | 0 | 0 | 0 | 0 | 0 | 0 | 0 | 0 | 0
Net Steam Generation Capacity (2)
Installed capacity of CHP plants
Electric capacity (in MWe) | 557.6429 | 515.2064 | 486.0904 | 298.0991 | 593.6848 | 942.5746 | 685.3252 | 811.9661 | 666.6018 | 798.0496 | 943.2283 | -1.3639 | 2.0197 | 1.4458 | -0.27662 | 3.5321
Steam capacity (in MWth) | 1273.3081 | 1292.1244 | 1720 | 652.3574 | 1358.1596 | 1957.4702 | 1328.6655 | 1524.5004 | 1195.9301 | 1289.6489 | 1507.105 | 3.0527 | -2.3343 | -0.21931 | -1.047 | 2.3396
Installed capacity of boilers (in MWth) | 740.1553 | 900.5671 | 788.1826 | 794.3856 | 770.7368 | 674.0677 | 619.2255 | 539.9976 | 539.056 | 544.5576 | 457.4807 | 0.63068 | -0.22358 | -2.165 | -1.3769 | -1.6275
District heating (in MWth) | 125.3876 | 161.0465 | 159.7179 | 236.0204 | 199.065 | 165.6672 | 147.5806 | 137.1428 | 138.5706 | 152.868 | 132.4575 | 2.4495 | 2.2267 | -2.9482 | -0.62796 | -0.45016
Industrial and refinery boilers (in MWth) | 614.7677 | 739.5205 | 628.4648 | 558.3651 | 571.6718 | 508.4005 | 471.6449 | 402.8549 | 400.4854 | 391.6896 | 325.0231 | 0.2206 | -0.94268 | -1.905 | -1.6222 | -2.0662
Total steam generation capacity (in MWth) | 2013.4634 | 2192.6915 | 2508.1826 | 1446.743 | 2128.8964 | 2631.5379 | 1947.891 | 2064.4981 | 1734.9861 | 1834.2065 | 1964.5857 | 2.2213 | -1.6262 | -0.88463 | -1.1508 | 1.2506
Net Steam Generation Investment (1,2) (in MWe - for five years period)
Capacity Expansion for CHP plants
Electric capacity (in MWe) |  | 0 | 8.3581 | 7.79 | 272.9608 | 195.502 | 41.9336 | 179.6322 | 194.2275 | 260.7147 | 296.5688 | 0 | 41.7096 | -17.0825 | 16.5668 | 4.3233
Steam capacity (in MWth) |  | 0 | 29.5746 | 15.2 | 178.8187 | 417.1817 | 69.2037 | 295.3408 | 329.8198 | 384.5749 | 462.6347 | 0 | 19.7152 | -9.0565 | 16.9001 | 3.4418
Investment for boilers (in MWth) |  | 308.4428 | 67.729 | 190.4036 | 151.1472 | 78.1269 | 119.9537 | 131.0861 | 123.996 | 81.5893 | 57.0169 | 0 | 8.3584 | -2.285 | 0.33199 | -7.4749
District heating (in MWth) |  | 247.7064 | 36.8483 | 79.2169 | 12.1475 | 15.7052 | 31.0164 | 38.6652 | 41.0363 | 15.711 | 17.3849 | 0 | -10.5033 | 9.8273 | 2.839 | -8.2301
Industrial and refinery boilers (in MWth) |  | 60.7364 | 30.8806 | 111.1867 | 138.9996 | 62.4217 | 88.9373 | 92.421 | 82.9597 | 65.8783 | 39.632 | 0 | 16.2339 | -4.3672 | -0.69335 | -7.1209
Total steam generation investment (in MWth) |  | 308.4428 | 97.3036 | 205.6036 | 329.9659 | 495.3086 | 189.1574 | 426.4269 | 453.8158 | 466.1642 | 519.6516 | 0 | 12.9884 | -5.4121 | 9.1455 | 1.3639
Net electric efficiencies of thermal power plants (3)
Solid fuel plants | 0.35251 | 0.35251 | 0.35251 | 0.35251 | 0.37877 | 0.37877 | 0.37877 | 0.37896 | 0.37896 | 0.3765 | 0.3765 | 0 | 0.7213 | 0 | 0.0049049 | -0.065209
Simple cycle gas and oil plants | 0.31205 | 0.31205 | 0.31205 | 0.31205 | 0.30719 | 0.31651 | 0.33273 | 0.36424 | 0.43499 | 0.4401 | 0.45806 | 0 | -0.1568 | 0.80178 | 2.716 | 0.5182
Gas turbine combined cycle gas plants | 0.41981 | 0.47491 | 0.4891 | 0.5072 | 0.5312 | 0.5312 | 0.5312 | 0.5312 | 0.53663 | 0.56435 | 0.59285 | 1.5394 | 0.82912 | 0 | 0.10167 | 1.0014
Biomass & Waste plants | 0.31868 | 0.31868 | 0.31868 | 0.32826 | 0.34804 | 0.34845 | 0.35168 | 0.35193 | 0.36389 | 0.36589 | 0.37021 | 0 | 0.88533 | 0.10411 | 0.3417 | 0.17237
(1) Including new power plants, premature replacement and retrofitting
(2) Electric capacity of CHP plants is also included in power capacity. Boilers capacity also includes industrial and refinery boilers capacity besides district heating
(3) Net electric efficiencies are averages for electricity only plants.
Source: PRIMES

## pg-costs
Croatia:Reference scenario(REF2015f) | [15 empty] | ELECTRICITY AND STEAM GENERATION COSTS
| 2000 | 2005 | 2010 | 2015 | 2020 | 2025 | 2030 | 2035 | 2040 | 2045 | 2050 | '00-'10 | '10-'20 | '20-'30 | '30-'40 | '40-'50
Annual % Change
Total Cost of Electricity and Steam supply (1) (MEuro'13) | 1426.4467 | 1698.0143 | 1768.3376 | 1591.1307 | 1801.7493 | 1962.8873 | 2043.6753 | 2149.5719 | 2310.4552 | 2406.7228 | 2581.9035 | 2.1718 | 0.18736 | 1.2679 | 1.2345 | 1.117
Annual capital costs | 581.1289 | 523.1504 | 461.6227 | 268.33 | 324.035 | 368.9698 | 412.6559 | 333.8224 | 372.4632 | 414.4129 | 392.6864 | -2.2759 | -3.4771 | 2.4471 | -1.0195 | 0.53013
Fixed operating costs | 62.668 | 76.9345 | 90.1999 | 236.1363 | 240.1731 | 261.4813 | 295.7997 | 331.8346 | 383.5551 | 435.7126 | 522.5593 | 3.7089 | 10.2889 | 2.1051 | 2.632 | 3.1409
Variable operating costs | 15.0075 | 18.3055 | 15.8837 | 14.6957 | 19.6122 | 19.0962 | 16.8407 | 20.6859 | 22.0649 | 17.3913 | 18.3745 | 0.56903 | 2.131 | -1.512 | 2.7387 | -1.8136
Fuel costs | 388.2344 | 550.3847 | 573.1019 | 319.6095 | 474.4851 | 583.8578 | 533.8413 | 647.1865 | 680.6011 | 567.9939 | 590.0928 | 3.9714 | -1.8706 | 1.1857 | 2.4585 | -1.4168
Taxes and subsidies | 0.00646 | 0.024147 | 29.5427 | 52.9444 | 65.7388 | 89.274 | 109.5309 | 153.8213 | 170.0695 | 137.0769 | 168.4017 | 132.2854 | 8.3271 | 5.2377 | 4.4982 | -0.0985
Other Costs (Transmission & distribution, net imports, etc.) | 379.4015 | 529.2151 | 597.9868 | 699.4148 | 677.7052 | 640.208 | 675.0067 | 662.2212 | 681.7013 | 834.1353 | 889.7888 | 4.6548 | 1.2593 | -0.039889 | 0.098738 | 2.6997
Expenditures for Power Generation (incl. total CHP cost) | 881.8248 | 923.3227 | 937.1131 | 713.0677 | 948.9036 | 1151.7631 | 1200.6322 | 1328.4821 | 1469.7041 | 1412.264 | 1538.7459 | 0.60996 | 0.12511 | 2.3809 | 2.0427 | 0.46012
Annual capital costs | 565.634 | 491.3363 | 433.6194 | 252.4278 | 308.6155 | 360.8355 | 399.2588 | 315.8892 | 352.0297 | 392.8903 | 370.9687 | -2.6228 | -3.3435 | 2.6086 | -1.2511 | 0.5254
Fixed operating costs | 59.6759 | 72.0442 | 84.4407 | 234.0108 | 237.7771 | 259.1103 | 293.7245 | 330.6723 | 381.9665 | 433.6838 | 520.5291 | 3.5322 | 10.9077 | 2.1356 | 2.6617 | 3.1435
Variable operating costs | 12.0781 | 14.5558 | 13.3704 | 13.0925 | 17.6597 | 17.0778 | 14.6602 | 18.441 | 19.5416 | 14.7019 | 15.5524 | 1.0217 | 2.8215 | -1.8442 | 2.9158 | -2.2575
Fuel costs | 244.4366 | 345.3846 | 401.7816 | 185.048 | 326.253 | 435.3715 | 394.256 | 519.1315 | 555.2504 | 444.1561 | 472.469 | 5.0951 | -2.0608 | 1.9113 | 3.4835 | -1.6015
Taxes and subsidies | 0.00018588 | 0.0017632 | 3.901 | 28.4887 | 58.5983 | 79.3681 | 98.7325 | 144.3481 | 160.9159 | 126.8319 | 159.2267 | 170.517 | 31.1207 | 5.3556 | 5.0059 | -0.10547
of which for Electricity only power plants Generation | 801.0056 | 819.2194 | 764.7401 | 408.2726 | 634.0352 | 681.7039 | 675.2073 | 777.0836 | 884.6656 | 753.1278 | 794.3536 | -0.46225 | -1.8569 | 0.63114 | 2.7387 | -1.071
Annual capital costs | 551.8653 | 481.0097 | 426.4558 | 160.4823 | 240.2098 | 286.9068 | 323.4738 | 252.9087 | 309.6931 | 328.4394 | 294.1665 | -2.545 | -5.5783 | 3.0208 | -0.43442 | -0.51304
Fixed operating costs | 44.4618 | 54.6805 | 64.3189 | 151.533 | 176.1325 | 208.8094 | 249.1293 | 293.0723 | 348.7351 | 408.7122 | 489.9078 | 3.7612 | 10.5987 | 3.5282 | 3.4206 | 3.4575
Variable operating costs | 9.4467 | 11.9321 | 10.5186 | 8.4243 | 10.8439 | 9.4559 | 5.8855 | 8.896 | 8.954 | 2.7171 | 2.3658 | 1.0806 | 0.30497 | -5.9281 | 4.2854 | -12.4622
Fuel costs | 195.2316 | 271.5962 | 261.2739 | 83.147 | 181.3088 | 155.202 | 82.0746 | 181.5961 | 174.4401 | 11.5673 | 5.7077 | 2.9567 | -3.5877 | -7.6198 | 7.831 | -28.9635
Taxes and subsidies | 9.8554e-05 | 0.00089526 | 2.1729 | 4.686 | 25.5402 | 21.3299 | 14.6441 | 40.6106 | 42.8433 | 1.6918 | 2.2058 | 171.8547 | 27.9435 | -5.4103 | 11.3325 | -25.6692
of which for CHP Generation | 80.8192 | 104.1033 | 172.373 | 304.7951 | 314.8684 | 470.0592 | 525.4249 | 551.3985 | 585.0385 | 659.1362 | 744.3923 | 7.8687 | 6.2101 | 5.2539 | 1.0805 | 2.4382
Annual capital costs | 13.7688 | 10.3266 | 7.1636 | 91.9455 | 68.4058 | 73.9287 | 75.785 | 62.9805 | 42.3366 | 64.4509 | 76.8022 | -6.325 | 25.3129 | 1.0297 | -5.6562 | 6.1367
Fixed operating costs | 15.214 | 17.3637 | 20.1218 | 82.4778 | 61.6445 | 50.3009 | 44.5952 | 37.6 | 33.2314 | 24.9715 | 30.6213 | 2.8353 | 11.8466 | -3.1857 | -2.8985 | -0.81464
Variable operating costs | 2.6314 | 2.6236 | 2.8518 | 4.6682 | 6.8158 | 7.6219 | 8.7747 | 9.545 | 10.5876 | 11.9849 | 13.1866 | 0.80757 | 9.1039 | 2.5586 | 1.8958 | 2.2194
Fuel costs | 49.2049 | 73.7885 | 140.5077 | 101.901 | 144.9443 | 280.1695 | 312.1814 | 337.5354 | 380.8103 | 432.5888 | 466.7613 | 11.0629 | 0.31135 | 7.9744 | 2.007 | 2.056
Taxes and subsidies | 8.7324e-05 | 0.0008679 | 1.7281 | 23.8027 | 33.058 | 58.0382 | 84.0885 | 103.7376 | 118.0726 | 125.1401 | 157.0209 | 168.9321 | 34.3296 | 9.7857 | 3.4526 | 2.8918
Expenditures for Steam Boilers Generation (2) | 165.2205 | 245.4766 | 233.2378 | 178.6482 | 175.1406 | 170.9161 | 168.0364 | 158.8686 | 159.0498 | 160.3235 | 153.3688 | 3.5079 | -2.8241 | -0.41323 | -0.54812 | -0.36306
Annual capital costs | 15.4948 | 31.8141 | 28.0033 | 15.9022 | 15.4195 | 8.1344 | 13.3971 | 17.9333 | 20.4335 | 21.5226 | 21.7176 | 6.0968 | -5.7924 | -1.3961 | 4.3118 | 0.61135
Fixed operating costs | 2.9921 | 4.8903 | 5.7592 | 2.1255 | 2.396 | 2.371 | 2.0752 | 1.1623 | 1.5887 | 2.0288 | 2.0302 | 6.7675 | -8.3965 | -1.4272 | -2.6363 | 2.4829
Variable operating costs | 2.9294 | 3.7497 | 2.5133 | 1.6032 | 1.9525 | 2.0185 | 2.1804 | 2.2449 | 2.5233 | 2.6894 | 2.8221 | -1.5205 | -2.493 | 1.11 | 1.471 | 1.1256
Fuel costs | 143.7978 | 205.0001 | 171.3203 | 134.5615 | 148.232 | 148.4864 | 139.5854 | 128.055 | 125.3508 | 123.8378 | 117.6238 | 1.7667 | -1.4371 | -0.59922 | -1.0698 | -0.63422
Taxes and subsidies | 0.0062741 | 0.022384 | 25.6417 | 24.4558 | 7.1405 | 9.9059 | 10.7983 | 9.4732 | 9.1537 | 10.245 | 9.175 | 129.6886 | -12.0009 | 4.2228 | -1.6388 | 0.023291
Average production costs (1) (Euro'13 per MWhe+MWhth) | 70.7317 | 74.1403 | 76.1278 | 76.268 | 77.6052 | 82.3386 | 87.9732 | 87.7124 | 89.7097 | 93.0997 | 93.0681 | 0.73791 | 0.19238 | 1.2619 | 0.19566 | 0.3682
Fixed costs (Capital & fixed operating costs) | 31.9233 | 26.2015 | 23.7562 | 24.1807 | 24.3016 | 26.446 | 30.4966 | 27.1619 | 29.3545 | 32.8855 | 32.9912 | -2.9117 | 0.22724 | 2.2967 | -0.38097 | 1.1748
Variable costs (Variable operating & fuel costs) | 19.9955 | 24.8318 | 26.628 | 18.5621 | 24.1133 | 29.0374 | 28.4199 | 33.5289 | 33.8863 | 27.9471 | 28.0032 | 2.906 | -0.98707 | 1.6568 | 1.7748 | -1.8888
Other Costs (Transmission & distribution, net imports, etc.) | 18.813 | 23.1071 | 25.7436 | 33.5252 | 29.1902 | 26.8553 | 29.0567 | 27.0217 | 26.4689 | 32.267 | 32.0736 | 3.1861 | 1.2644 | -0.045824 | -0.92846 | 1.9392
in Power Generation (3) (Euro'13 per MWhe+MWhth) | 56.0741 | 52.1323 | 47.0094 | 39.7821 | 47.0976 | 55.1591 | 58.6481 | 60.5677 | 63.4013 | 60.7983 | 61.2189 | -1.7478 | 0.018751 | 2.2176 | 0.78233 | -0.34966
Fixed costs (Capital & fixed operating costs) | 39.7626 | 31.8094 | 25.988 | 27.1385 | 27.1195 | 29.6898 | 33.8506 | 29.4778 | 31.6637 | 35.5842 | 35.4682 | -4.1638 | 0.42709 | 2.2418 | -0.66564 | 1.1411
Variable costs (Variable operating & fuel costs) | 16.3114 | 20.3229 | 21.0214 | 12.6437 | 19.9781 | 25.4693 | 24.7975 | 31.0899 | 31.7376 | 25.2141 | 25.7507 | 2.5692 | -0.50774 | 2.1846 | 2.4983 | -2.0687
in Steam Boilers Generation (2) (Euro'13 per MWhth) | 37.204 | 47.2837 | 70.8082 | 60.8055 | 57.0624 | 57.772 | 60.9079 | 61.7395 | 61.7953 | 61.137 | 58.8304 | 6.6472 | -2.1352 | 0.65431 | 0.14475 | -0.49048
Fixed costs (Capital & fixed operating costs) | 4.1629 | 7.07 | 10.2499 | 6.136 | 5.8044 | 3.551 | 5.6082 | 7.4209 | 8.5562 | 8.981 | 9.1094 | 9.4291 | -5.5278 | -0.34334 | 4.3148 | 0.62844
Variable costs (Variable operating & fuel costs) | 33.0412 | 40.2137 | 60.5583 | 54.6695 | 51.2579 | 54.221 | 55.2997 | 54.3186 | 53.2391 | 52.1561 | 49.721 | 6.2458 | -1.6535 | 0.76186 | -0.37902 | -0.68132
Investment expenditure (4) (in MEuro'13-for 5 years period) |  | 262.2788 | 473.1996 | 891.4713 | 978.2122 | 543.5414 | 517.4661 | 97.0905 | 668.0888 | 1102.519 | 979.5851 | 0 | 7.5323 | -6.1693 | 2.5877 | 3.9013
in Power plants (incl. CHP) |  | 207.8758 | 458.5633 | 877.4942 | 948.6932 | 509.8729 | 467.4279 | 49.727 | 627.1848 | 1062.0154 | 938.4126 | 0 | 7.5406 | -6.8337 | 2.9836 | 4.1118
Electricity only power plants |  | 207.8758 | 441.206 | 851.3614 | 813.243 | 408.1022 | 417.8188 | -3.363 | 516.2593 | 795.2655 | 627.3661 | 0 | 6.306 | -6.4429 | 2.1382 | 1.9683
CHP power plants |  | 0 | 17.3573 | 26.1329 | 135.4502 | 101.7706 | 49.6091 | 53.09 | 110.9255 | 266.7499 | 311.0464 | 0 | 22.8089 | -9.5563 | 8.3795 | 10.8611
by plant type
Nuclear |  | 0 | 0 | 0 | 0 | 0 | 0 | 0 | 0 | 0 | 0 | 0 | 0 | 0 | 0 | 0
Renewable energy |  | 57.4242 | 359.9435 | 670.3607 | 0 | 409.8071 | 426.3671 | 0.3 | 518.2709 | 819.6488 | 652.4369 | 0 | -100 | 0 | 1.9712 | 2.3289
Hydro (pumping excluded) |  | 49.9242 | 243 | 170.2034 | 0 | 0 | 0 | 0 | 107.6842 | 115.2479 | 0 | 0 | -100 | 0 | 0 | -100
Wind |  | 7.5 | 116.9435 | 420.6888 | 0 | 0 | 350.4167 | 0.3 | 376.4884 | 138.2882 | 311.9077 | 0 | -100 | 0 | 0.72022 | -1.8642
Solar |  | 0 | 0 | 79.4684 | 0 | 409.8071 | 75.9503 | 0 | 34.0983 | 566.1126 | 340.5292 | 0 | 0 | 0 | -7.696 | 25.8758
Other renewables (tidal etc.) |  | 0 | 0 | 0 | 0 | 0 | 0 | 0 | 0 | 0 | 0 | 0 | 0 | 0 | 0 | 0
Thermal |  | 150.4516 | 98.6198 | 207.1336 | 948.6932 | 100.0658 | 41.0608 | 49.427 | 108.9139 | 242.3666 | 285.9756 | 0 | 25.4054 | -26.9483 | 10.2467 | 10.1348
Solids fired |  | 0 | 0 | 0 | 751.5772 | 0 | 0 | 0 | 0 | 0 | 0 | 0 | 0 | -100 | 0 | 0
Oil fired |  | 44.325 | 7.7495 | 0 | 1.7711 | 16.1426 | 0.97144 | 6.2286 | 0 | 0 | 0 | 0 | -13.7224 | -5.8292 | -100 | 0
Gas fired |  | 103.425 | 85.452 | 181.0007 | 180.0613 | 80.2568 | 33.2555 | 42.3466 | 52.8265 | 222.5278 | 243.426 | 0 | 7.7382 | -15.5413 | 4.7367 | 16.5069
Biomass-waste fired |  | 2.7016 | 5.4183 | 26.1329 | 15.2836 | 3.6664 | 6.8339 | 0.85175 | 56.0875 | 19.8387 | 42.5496 | 0 | 10.9267 | -7.7335 | 23.4298 | -2.7246
Hydrogen plants |  | 0 | 0 | 0 | 0 | 0 | 0 | 0 | 0 | 0 | 0 | 0 | 0 | 0 | 0 | 0
Geothermal heat |  | 0 | 0 | 0 | 0 | 0 | 0 | 0 | 0 | 0 | 0 | 0 | 0 | 0 | 0 | 0
in Steam Boilers (2) |  | 54.403 | 14.6363 | 13.977 | 29.5189 | 33.6686 | 50.0382 | 47.3635 | 40.904 | 40.5036 | 41.1725 | 0 | 7.2672 | 5.4193 | -1.9954 | 0.065453
Average effective investment expenditure (5) (Euro'13 per KW) |  | 492.6381 | 1285.8277 | 941.5033 | 818.1467 | 446.5914 | 866.437 | 158.4942 | 573.8267 | 517.109 | 402.525 | 0 | -4.4205 | 0.57512 | -4.0369 | -3.4836
in Power plants (incl. CHP) |  | 928.2091 | 1693.9402 | 1183.7941 | 1095.8961 | 706.4102 | 1145.4397 | 267.1285 | 882.7952 | 637.4955 | 490.3018 | 0 | -4.2614 | 0.44314 | -2.5709 | -5.7111
Electricity only power plants |  | 928.2091 | 1681.7458 | 1160.7376 | 1372.0588 | 775.4496 | 1141.1335 | 0 | 1000.0647 | 565.9433 | 387.8903 | 0 | -2.0146 | -1.826 | -1.3109 | -9.0363
CHP power plants |  | 0 | 2076.7055 | 3354.6706 | 496.226 | 520.5606 | 1183.0394 | 295.5483 | 571.1113 | 1023.1487 | 1048.8173 | 0 | -13.3377 | 9.0767 | -7.0237 | 6.2669
by plant type
Nuclear |  | 0 | 0 | 0 | 0 | 0 | 0 | 0 | 0 | 0 | 0
Renewable energy |  | 2392.6738 | 2337.2956 | 1348.6356 | 0 | 780 | 1167.172 | 50 | 1004.9629 | 591.3389 | 406.5469 | 0 | -100 | 0 | -1.4852 | -8.6526
Hydro (pumping excluded) |  | 2773.565 | 3000 | 1736.7699 | 0 | 0 | 0 | 0 | 2350 | 2325 | 0 | 0 | -100 | 0 | 0 | -100
Wind |  | 1250 | 1601.966 | 1224 | 0 | 0 | 1350 | 50 | 1026.5707 | 306.7505 | 567.1875 | 0 | -100 | 0 | -2.7016 | -5.7603
Solar |  | 0 | 0 | 1435.3333 | 0 | 780 | 718.3333 | 0 | 330.5871 | 639.1667 | 322.8053 | 0 | 0 | 0 | -7.4671 | -0.23792
Other renewables (tidal etc.) |  | 0 | 0 | 0 | 0 | 0 | 0 | 0 | 0 | 0 | 0 | 0 | 0 | 0 | 0 | 0
Thermal |  | 752.4326 | 845.0126 | 848.2476 | 1095.8961 | 509.535 | 959.8585 | 274.3599 | 559.2731 | 866.1259 | 925.1187 | 0 | 2.6339 | -1.3167 | -5.2582 | 5.1616
Solids fired |  | 0 | 0 | 0 | 1618.7187 | 0 | 0 | 0 | 0 | 0 | 0 | 0 | 0 | -100 | 0 | 0
Oil fired |  | 750 | 2471.9339 | 0 | 200 | 429.9204 | 1154.1442 | 376.3726 | 0 | 0 | 0 | 0 | -22.2323 | 19.1579 | -100 | 0
Gas fired |  | 750 | 765.1844 | 765.6544 | 472.3645 | 510.203 | 857.1171 | 259.4639 | 315.889 | 831.2246 | 869.4172 | 0 | -4.7092 | 6.1393 | -9.4998 | 10.6546
Biomass-waste fired |  | 914.6812 | 2854.6058 | 3354.6706 | 1349.29 | 2388.5823 | 2178.4489 | 2147.7368 | 2038.7431 | 1637.2017 | 1460.3987 | 0 | -7.2197 | 4.9069 | -0.6606 | -3.2812
Hydrogen plants |  | 0 | 0 | 0 | 0 | 0 | 0 | 0 | 0 | 0 | 0 | 0 | 0 | 0 | 0 | 0
Geothermal heat |  | 0 | 0 | 0 | 0 | 0 | 0 | 0 | 0 | 0 | 0 | 0 | 0 | 0 | 0 | 0
in Steam Boilers (2) |  | 176.3795 | 216.1003 | 73.4073 | 195.2992 | 430.9472 | 417.1464 | 361.3159 | 329.8814 | 496.4329 | 722.1105 | 0 | -1.007 | 7.8844 | -2.3197 | 8.1495
Decomposition of electricity generation costs and prices (6)
Total Electricity Sales (in GWh) |  | 14824.4186 | 16222.093 | 15711.9061 | 16592.8064 | 16553.6556 | 16802.2299 | 17476.8993 | 18281.6899 | 19448.7264 | 20865.5123 | 0 | 0.22621 | 0.1255 | 0.84745 | 1.3308
Average cost of electricity generation (Euro'13 per MWhe) |  | 62.2839 | 57.7677 | 45.3839 | 57.1876 | 69.5776 | 71.4567 | 76.0136 | 80.3921 | 72.6147 | 73.7459 | 0 | -0.10087 | 2.2525 | 1.1852 | -0.8592
Annual capital cost |  | 33.1437 | 26.7302 | 16.066 | 18.5994 | 21.7979 | 23.7623 | 18.0747 | 19.2559 | 20.2013 | 17.779 | 0 | -3.5617 | 2.48 | -2.0809 | -0.79478
Fixed O&M cost |  | 4.8598 | 5.2053 | 14.8939 | 14.3301 | 15.6528 | 17.4813 | 18.9205 | 20.8934 | 22.2988 | 24.9469 | 0 | 10.6574 | 2.0076 | 1.799 | 1.789
Variable non fuel cost (7) |  | 0.98188 | 0.82421 | 0.83328 | 1.0643 | 1.0317 | 0.87252 | 1.0552 | 1.0689 | 0.75593 | 0.74536 | 0 | 2.5894 | -1.9672 | 2.0509 | -3.5411
Fuel cost |  | 23.2984 | 24.7676 | 11.7776 | 19.6623 | 26.3006 | 23.4645 | 29.7039 | 30.3719 | 22.8373 | 22.6435 | 0 | -2.2819 | 1.7836 | 2.6139 | -2.8938
Tax on fuels and ETS auction payments |  | 0.00011894 | 0.24047 | 1.8132 | 3.5315 | 4.7946 | 5.8762 | 8.2594 | 8.802 | 6.5213 | 7.6311 | 0 | 30.8248 | 5.2235 | 4.1235 | -1.4174
Additional supply costs (Euro'13 per MWhe) |  | 34.2207 | 35.4286 | 43.8822 | 40.1797 | 37.936 | 39.3834 | 37.0743 | 36.4396 | 42.0784 | 41.8763 | 0 | 1.2664 | -0.19997 | -0.77388 | 1.4003
Transmission, distribution and sales costs |  | 20.209 | 18.9146 | 20.8003 | 20.7525 | 21.0336 | 21.4629 | 21.3151 | 21.6447 | 22.6545 | 23.1033 | 0 | 0.93167 | 0.33715 | 0.084389 | 0.65428
Other costs |  | 14.0116 | 16.5141 | 23.082 | 19.4272 | 16.9024 | 17.9205 | 15.7592 | 14.7949 | 19.4238 | 18.7729 | 0 | 1.6379 | -0.80402 | -1.8984 | 2.4099
Estimation of RES supporting costs passed on to consumers (8) |  | 0 | 0 | 4.5178 | 4.3165 | 4.1387 | 3.1287 | 0 | 0 | 0.019641 | 0
Average price of electricity (pre-tax) (Euro'13 per MWhe) |  | 74.7783 | 98.2953 | 98.3096 | 108.9262 | 116.9029 | 119.815 | 125.3539 | 129.406 | 129.8792 | 126.4119 | 0 | 1.0322 | 0.95734 | 0.77303 | -0.23381
Excise tax and VAT on electricity (Euro'13 per MWhe) |  | 7.5335 | 9.4074 | 10.1818 | 10.891 | 11.8739 | 12.8047 | 13.7221 | 14.4088 | 14.7304 | 14.069 | 0 | 1.4753 | 1.6319 | 1.1872 | -0.23835
Average price of electricity (after tax) (Euro'13 per MWhe) |  | 82.3118 | 107.7027 | 108.4914 | 119.8172 | 128.7768 | 132.6198 | 139.076 | 143.8148 | 144.6096 | 140.4809 | 0 | 1.0716 | 1.0204 | 0.81369 | -0.23427
| 0 | 0 | 0 | 0 | 0 | 0 | 0 | 0 | 0 | 0 | 0 | 0 | 0 | 0 | 0 | 0
(1)Total (and average) costs include all costs related to electricity and steam generation in power plants (including the costs of energy consumed for On Site CHP steam generation), in district heating plants as well as in industrial and refinery boilers; they also include costs for transmission, distribution and net electricity imports
(2) including steam generation in district heating plants as well as in industrial and refinery boilers
(3) including steam generation in CHP power plants
(4) including investment in electricity and steam generation power plants, district heating plants as well as in industrial and refinery boilers.
(5) all types investment included: extension of lifetime, refurbishment, new plants construction
(6) average costs and prices calculated with respect to total electricity sales
(7) includes costs for CO2 storage were applicable
(8) extra costs due to renewable recovery which are passed on to consumers
Source: PRIMES

## pg-indicators
Croatia:Reference scenario(REF2015f) | [15 empty] | POWER GENERATION INDICATORS
| 2000 | 2005 | 2010 | 2015 | 2020 | 2025 | 2030 | 2035 | 2040 | 2045 | 2050 | '00-'10 | '10-'20 | '20-'30 | '30-'40 | '40-'50
Annual % Change
Capacity indicators
Demand side load factor (1) (%)
Electricity | 59.9855 | 59.2162 | 64.5534 | 66.0652 | 65.9346 | 66.4607 | 66.9532 | 67.3606 | 67.867 | 68.3072 | 68.5098 | 0.73661 | 0.21193 | 0.15342 | 0.13565 | 0.094314
Steam | 78.8752 | 77.8907 | 77.5795 | 72.4929 | 72.3806 | 72.1779 | 72.1027 | 71.5377 | 71.7015 | 71.8904 | 72.043 | -0.16549 | -0.69126 | -0.038453 | -0.055784 | 0.047528
System Reserve margin (2) | 1.6081 | 1.2987 | 1.3907 | 1.63 | 1.49 | 1.49 | 1.46 | 1.32 | 1.25 | 1.22 | 1.22 | -1.442 | 0.69229 | -0.20319 | -1.5409 | -0.24263
Utilisation rate (3) of electric capacities (%)
Net capacity | 30.9997 | 34.4048 | 36.6358 | 27.3371 | 32.0525 | 31.0098 | 28.7224 | 33.5797 | 34.2297 | 29.4435 | 28.3886 | 1.6845 | -1.3276 | -1.091 | 1.7696 | -1.8537
Utilisation rate (3) of steam capacities (%) | 56.0432 | 57.3311 | 44.1393 | 72.3339 | 50.8336 | 41.2447 | 54.7769 | 49.8324 | 60.7134 | 58.3683 | 55.1576 | -2.3594 | 1.4221 | 0.74991 | 1.0343 | -0.95511
Overall efficiency of net electricity production (4) (%) | 50.4228 | 50.5081 | 58.2593 | 63.3568 | 62.6563 | 64.3267 | 66.6485 | 65.1529 | 65.5343 | 73.4557 | 75.3317 | 1.4551 | 0.73026 | 0.6196 | -0.16846 | 1.403
Efficiency of net thermal electricity production (%) | 30.6779 | 32.4477 | 35.0383 | 41.8678 | 45.3427 | 45.2586 | 43.5914 | 45.7213 | 44.9662 | 47.1072 | 49.4417 | 1.3379 | 2.6116 | -0.39312 | 0.31099 | 0.95335
Ratios for electricity and steam (%)
Net imports ratio (5) | 27.2374 | 29.2668 | 25.3952 | 33.2376 | 25.4226 | 21.7967 | 24.9199 | 19.0513 | 17.009 | 21.8513 | 18.9112 | -0.6979 | 0.01082 | -0.19955 | -3.7472 | 1.0657
excluding self consumption | 28.0209 | 30.144 | 26.1138 | 33.8918 | 26.0008 | 22.1606 | 25.3004 | 19.3674 | 17.2977 | 22.1148 | 19.1385 | -0.70236 | -0.043387 | -0.27267 | -3.7311 | 1.0164
Electricity losses ratio (6) | 14.0425 | 12.1995 | 10.7791 | 10.6211 | 10.0647 | 9.6199 | 9.1322 | 8.6044 | 8.0798 | 7.6277 | 7.1469 | -2.61 | -0.68341 | -0.96765 | -1.2168 | -1.2195
excluding self consumption | 14.4463 | 12.5652 | 11.0842 | 10.8302 | 10.2936 | 9.7805 | 9.2716 | 8.7471 | 8.217 | 7.7197 | 7.2328 | -2.6144 | -0.73724 | -1.0402 | -1.2003 | -1.2677
Self consumption ratio (7) | 3.7613 | 3.7514 | 3.3475 | 2.5016 | 2.6316 | 1.7624 | 1.6493 | 1.6866 | 1.6881 | 1.1783 | 1.1292 | -1.1588 | -2.3776 | -4.5647 | 0.23247 | -3.9406
Shares in net electricity generation
Thermal generation (incl. biomass-waste, geothermal heat) | 43.3178 | 46.9364 | 38.2177 | 41.3191 | 49.1233 | 45.5401 | 38.3716 | 44.7619 | 42.7059 | 31.8931 | 31.737 | -1.2448 | 2.5421 | -2.4399 | 1.0759 | -2.9249
Carbon free generation | 56.6916 | 53.1774 | 62.0066 | 58.8767 | 51.2366 | 55.048 | 62.6716 | 55.9669 | 59.1834 | 70.3677 | 70.4249 | 0.90018 | -1.8898 | 2.035 | -0.57103 | 1.7543
Nuclear energy | 0 | 0 | 0 | 0 | 0 | 0 | 0 | 0 | 0 | 0 | 0 | 0 | 0 | 0 | 0 | 0
Hydro and Intermittent Renewables | 56.6822 | 53.0636 | 61.7823 | 58.6809 | 50.8767 | 54.4599 | 61.6284 | 55.2381 | 57.2941 | 68.1069 | 68.263 | 0.8653 | -1.9234 | 1.9357 | -0.7266 | 1.7671
Biomass-waste, geothermal heat | 0.0094368 | 0.11385 | 0.22432 | 0.19573 | 0.35988 | 0.58809 | 1.0432 | 0.7288 | 1.8893 | 2.2608 | 2.1619 | 37.2789 | 4.8405 | 11.2296 | 6.1192 | 1.3568
Electricity from CHP | 17.4585 | 17.3 | 20.8346 | 14.5453 | 18.1239 | 19.6603 | 23.1595 | 22.3686 | 22.2994 | 26.9937 | 27.3469 | 1.7836 | -1.3842 | 2.482 | -0.37773 | 2.0614
Generation in new plants
Electricity | 0 | 13.1914 | 20.0895 | 28.267 | 46.1391 | 52.0976 | 51.4396 | 57.2562 | 60.0367 | 64.7171 | 68.2598 | 0 | 8.6701 | 1.0934 | 1.5575 | 1.2919
Steam | 0 | 0 | 0 | 2.0817 | 25.1269 | 68.336 | 74.1829 | 80.9077 | 84.6816 | 100 | 100 | 0 | 0 | 11.4337 | 1.3324 | 1.6766
CHP indicators
Net Electricity to steam capacity ratio | 0.43795 | 0.39873 | 0.28261 | 0.45696 | 0.43712 | 0.48153 | 0.5158 | 0.53261 | 0.55739 | 0.61881 | 0.62585 | -4.2858 | 4.458 | 1.6688 | 0.77852 | 1.1652
Net Electricity to steam generation ratio | 0.32975 | 0.35341 | 0.44018 | 0.27308 | 0.38836 | 0.43021 | 0.48807 | 0.53828 | 0.5539 | 0.65816 | 0.72481 | 2.9308 | -1.2448 | 2.3117 | 1.2733 | 2.7257
Emissions (8)
CO2 emissions (in kt CO2) | 5622.7247 | 6725.5343 | 5433.7365 | 5014.7979 | 5430.4088 | 4286.064 | 3598.5293 | 3968.6312 | 3714.9881 | 2296.0598 | 2222.6753 | -0.34131 | -0.0061259 | -4.0314 | 0.31901 | -5.0069
Thermal power plants | 4430.3376 | 5336.4724 | 4603.39 | 4284.6536 | 4773.973 | 3719.435 | 3167.2009 | 3658.2791 | 3461.0309 | 2090.2411 | 2076.5063 | 0.38391 | 0.36452 | -4.0203 | 0.89113 | -4.9805
of which for On Site CHP steam generation | 518.7215 | 528.2463 | 594.3747 | 916.1009 | 876.4375 | 543.4263 | 463.4729 | 373.8975 | 270.1473 | 267.3092 | 223.8098 | 1.3707 | 3.96 | -6.1725 | -5.2547 | -1.8641
District heating units | 229.5822 | 281.0944 | 251.8828 | 166.288 | 158.0895 | 141.6623 | 98.3498 | 85.4538 | 76.6344 | 61.3555 | 41.9486 | 0.93134 | -4.5512 | -4.6354 | -2.464 | -5.848
Industrial boilers | 921.221 | 1068.2121 | 544.317 | 525.0965 | 478.3499 | 417.5314 | 332.9786 | 224.8984 | 177.3228 | 144.4633 | 104.2204 | -5.1257 | -1.2836 | -3.5578 | -6.1067 | -5.1759
Refinery boilers | 41.5839 | 39.7554 | 34.1468 | 38.7597 | 19.9964 | 7.4355 | 0 | 0 | 0 | 0 | 0 | -1.9512 | -5.2105 | -100 | 0 | 0
CO2 emissions captured (in kt CO2) | 0 | 0 | 0 | 0 | 0 | 0 | 0 | 0 | 0 | 0 | 0 | 0 | 0 | 0 | 0 | 0
Carbon intensity
Power generation (per MWhe+MWhth) | 0.28172 | 0.30131 | 0.23092 | 0.23904 | 0.23695 | 0.17813 | 0.15471 | 0.16679 | 0.1493 | 0.089985 | 0.082614 | -1.9686 | 0.25791 | -4.1734 | -0.35503 | -5.7464
Thermal power plants (per MWhe+MWhth) | 0.4476 | 0.46805 | 0.39769 | 0.38735 | 0.3628 | 0.28445 | 0.26581 | 0.27352 | 0.25241 | 0.17405 | 0.1638 | -1.1753 | -0.91414 | -3.0629 | -0.51571 | -4.2323
District heating units (per MWhth) | 0.30516 | 0.2909 | 0.29312 | 0.25558 | 0.22922 | 0.19915 | 0.1398 | 0.11798 | 0.10423 | 0.084732 | 0.058769 | -0.40168 | -2.429 | -4.8245 | -2.8934 | -5.5689
Industrial boilers (per MWhth) | 0.26052 | 0.26169 | 0.2348 | 0.24131 | 0.20936 | 0.1888 | 0.162 | 0.12164 | 0.096445 | 0.076103 | 0.055051 | -1.0343 | -1.14 | -2.5318 | -5.0543 | -5.4529
Refinery boilers (per MWhth) | 0.27257 | 0.27748 | 0.29335 | 0.34801 | 0.21089 | 0.20838 | 0 | 0 | 0 | 0 | 0 | 0.73714 | -3.2463 | -100 | 0 | 0
Emissions index (2000=1)
CO2 emissions | 1 | 1.1961 | 0.96639 | 0.89188 | 0.9658 | 0.76228 | 0.64 | 0.70582 | 0.66071 | 0.40835 | 0.3953 | -0.34131 | -0.0061259 | -4.0314 | 0.31901 | -5.0069
SO2 emissions (9) | 1 | 0.93374 | 0.34693 | 0.59139 | 1.1187 | 0.72891 | 0.59803 | 0.66725 | 0.63409 | 0.39319 | 0.20697 | -10.0451 | 12.4205 | -6.0705 | 0.58729 | -10.5922
NOx emissions (9) | 1 | 0.79105 | 0.25543 | 0.65525 | 0.94665 | 0.67016 | 0.56671 | 0.79255 | 0.91961 | 0.76642 | 0.92453 | -12.7576 | 13.9965 | -5.0015 | 4.9602 | 0.05337
Other indicators
Electricity per capita (KWh per capita)
Production | 2375.4178 | 2865.7848 | 3253.4273 | 2828.5931 | 3364.1096 | 3524.1266 | 3459.0761 | 3922.8759 | 4254.5726 | 4289.9972 | 4829.1465 | 3.1953 | 0.3351 | 0.27877 | 2.0915 | 1.2748
Final demand | 2630.7815 | 3343.6368 | 3685.4993 | 3610.9859 | 3859.8846 | 3905.6904 | 4025.3731 | 4258.2097 | 4532.8394 | 4909.9859 | 5361.3681 | 3.4287 | 0.46338 | 0.42069 | 1.1944 | 1.6929
Distributed steam per capita (KWh per capita)
Production | 646.3201 | 802.462 | 763.421 | 719.8634 | 766.8173 | 854.6191 | 940.7951 | 1020.6921 | 1129.5609 | 1154.6571 | 1180.9446 | 1.6791 | 0.044399 | 2.0658 | 1.8454 | 0.44585
Final demand | 550.9233 | 694.568 | 664.5141 | 639.001 | 689.5988 | 780.5742 | 870.5184 | 952.3104 | 1063.4129 | 1093.8211 | 1125.3163 | 1.8923 | 0.37123 | 2.3571 | 2.0217 | 0.56741
Generation per unit of GDP (in MWh/MEuro'13)
Electricity | 292.9259 | 272.3081 | 301.499 | 268.402 | 288.4618 | 281.4112 | 254.9113 | 259.2558 | 249.6637 | 227.7885 | 234.7161 | 0.28888 | -0.44106 | -1.2289 | -0.20779 | -0.61548
Distributed steam | 169.8843 | 149.5967 | 156.4355 | 153.9412 | 145.179 | 140.059 | 131.6668 | 117.8324 | 109.734 | 102.219 | 96.6345 | -0.82134 | -0.74399 | -0.97217 | -1.8057 | -1.2632
(1) demand side load factor = demand/(peak load x 8760hours)
(2) Ratio of confirmed capacity to peak load, where confirmed capacity is calculated by applying capacity credit factors per technology; the capacity credit factors for variable RES are below average annual availability of the corresponding RES resource, in conformity with system reliability and security of supply principles.
(3) utilisation rate = generation/(installed capacity x 8760hours)
(4) including nuclear, hydro, wind, etc.
(5) ratio of imports to electricity supply (in %)
(6) ratio of electricity transmission and distribution losses to electricity supply (in %)
(7) ratio of own consumption to electricity supply (in %)
(8) For total electricity and steam generation, i.e. including On Site CHP steam generation as well as industrial and refinery boilers
(9) The SO2 and NOx indicators relate to gross emissions following electricity and steam production and may not include additional end of pipe technology beyond the requirements of current legislation.
Source: PRIMES

## Explanation
(A) The total output of heat/steam from CHP can be higher than quantities shown here because these only include distributed heat/steam produced by CHP following EUROSTAT convention, according to which fuel consumption corresponding to on site steam/heat produced from CHP is accounted for in the final demand statistics as consumption of individual fuels and not as steam/heat, even if the fuel is in reality used in industrial CHP.
(B) PRIMES does not report separately on industrial waste. In order to ensure a consistent breakdown of supply and demand quanties, industrial waste is shown as part of total waste and of renewables. Given that only biodegradable waste counts towards the renewables targets, the indicators on the share of RES in gross final energy demand have been adjusted to exclude industrial waste. RES indicators have been calculated on the basis of the methodology developed by EUROSTAT, i.e. taking into account normalised hydro and wind production, increased weight for renewable electricity in road transport and aviation cap for gross final energy demand.
(C) For calculation of the RES-E and total RES in gross final energy consumption ratios, energy losses corresponding to hydrogen production from RES, which is stored and later converted back into electricity are excluded from gross electricity consumption and gross final energy consumption.
(D) Power generation includes electricity produced using hydrogen that has been derived from RES for storage purposes; it includes therefore both all the direct production of electricity from RES, which is partly used for transformation into hydrogen for storage purposes, and the indirect production of RES based electricity from that hydrogen; total electricity generation and fuel share numbers are therefore different from those shown in other sheets following a different concept.
Disclaimer: Energy and transport statistics reported in this publication and used for the modelling are mainly based on EUROSTAT and on the publications “EU Energy in Figures” of the Directorate General for Energy and “EU Transport in Figures” of the Directorate General for Mobility and Transport. Energy and transport statistical concepts have developed differently in the past according to their individual purposes. Energy demand in transport reflects usually sales of fuels at the point of refuelling, which can differ from the region of consumption. These differences should be borne in mind when comparing energy and transport figures. This applies in particular to transport activity ratios, such as energy efficiency in freight or passenger transport, which are measured in tonnes of oil equivalent per million tonne-km and in tonnes of oil equivalent per million passenger-km, respectively. For modelling purposes, some assumptions had to be made for calculating air and maritime transport performance and allocating it by MS. The transport volumes (number of passengers and tonnes) and distance matrices have been used for this purpose. By assumption, 50% of the calculated transport performance is allocated to the origin country and 50% to the destination country. The same “50%-50%” principle allocation applies to the EFTA countries and the candidate countries. For the international extra-EU activity, where the corresponding partner is outside EU-28 and is not an EFTA or candidate country, 100% of transport performance is allocated to the declaring EU MS country. These assumptions are used only for modelling purposes and shall be considered as model estimates and not as official data.
Abbreviations
GIC: Gross Inland Consumption
CHP: combined heat and power
Geographical regions
EU27: EU15 Member States + NM12 Member States
EU15: EU15 Member States (Austria, Belgium, Denmark, Finland, France, Germany, Greece, Ireland, Italy, Luxembourg, The Netherlands, Portugal, Spain, Sweden, United Kingdom)
NM12: New Member States (Bulgaria, Cyprus, Czech Republic, Estonia, Hungary, Latvia, Lithuania, Malta, Poland, Romania, Slovakia, Slovenia)
Units
toe: tonne of oil equivalent, or 107 kilocalories, or 41.86 GJ (Gigajoule)
Mtoe: million toe
GW: Gigawatt or 109 watt
kWh: kilowatt-hour or 103 watt-hour
MWh: megawatt-hour or 106 watt-hour
TWh: Terawatt-hour or 1012 watt-hour
t: metric tonnes, or 1000 kilogrammes
Mt: Million metric tonnes
km: kilometre
pkm: passenger-kilometre (one passenger transported a distance of one kilometre)
tkm: tonne-kilometre (one tonne transported a distance of one kilometre)
Gpkm: Giga passenger-kilometre, or 109 passenger-kilometre
Gtkm: Giga tonne-kilometre, or 109 tonne-kilometre