## Cover
Hungary:Reference scenario(REF2015f)
Detailed Analytical Results
Primes Ver. 4 Energy Model
E3M Lab
National Technical University of Athens
2016-07-14

## aggregate
Basic Results | [11 empty] | % change per annum
Hungary:Reference scenario(REF2015f) | 2000 | 2005 | 2010 | 2015 | 2020 | 2025 | 2030 | 2035 | 2040 | 2045 | 2050 | 2000-2010 | 2010-2030 | 2030-2050
Total Primary Energy (Mtoe) | 25.2981 | 27.6113 | 25.811 | 23.4934 | 24.2116 | 25.2029 | 27.0539 | 26.5214 | 26.9287 | 27.1247 | 27.4348 | 0.20092 | 0.23544 | 0.069924
GDP (in 000 M€13) | 82.9665 | 101.746 | 100.5932 | 107.4792 | 117.129 | 130.9163 | 145.0246 | 158.0033 | 168.9412 | 179.5676 | 192.3194 | 1.9451 | 1.8459 | 1.4213
CO2 Emissions (Mt of CO2) | 55.0099 | 56.3864 | 49.0224 | 41.4752 | 40.4473 | 35.0475 | 33.1506 | 32.3224 | 31.4638 | 31.1486 | 31.5245 | -1.1457 | -1.9371 | -0.25116
Energy Intensity (toe/M€13) | 304.9194 | 271.3749 | 256.588 | 218.5853 | 206.7085 | 192.5113 | 186.5472 | 167.8537 | 159.3968 | 151.0556 | 142.6523 | -1.711 | -1.5813 | -1.3324
Carbon Intensity of GDP (t of CO2/M€13) | 663.0377 | 554.1882 | 487.3334 | 385.8905 | 345.3225 | 267.7095 | 228.586 | 204.5677 | 186.2411 | 173.4648 | 163.9176 | -3.0319 | -3.7144 | -1.649
Carbon/Energy (t of CO2/toe of GIC) | 2.1745 | 2.0421 | 1.8993 | 1.7654 | 1.6706 | 1.3906 | 1.2254 | 1.2187 | 1.1684 | 1.1484 | 1.1491 | -1.344 | -2.1674 | -0.32086
Indicators (1995 = 100) | [11 empty] | % change per annum
Hungary:Reference scenario(REF2015f) | 2000 | 2005 | 2010 | 2015 | 2020 | 2025 | 2030 | 2035 | 2040 | 2045 | 2050 | 2000-2010 | 2010-2030 | 2030-2050
Total Primary Energy | 96.6214 | 105.4563 | 98.5804 | 89.7286 | 92.4716 | 96.2577 | 103.3275 | 101.2937 | 102.8491 | 103.5977 | 104.7822 | 0.20092 | 0.23544 | 0.069924
GDP | 115.6257 | 141.7975 | 140.1909 | 149.7876 | 163.236 | 182.4505 | 202.1125 | 220.2001 | 235.4436 | 250.253 | 268.0245 | 1.9451 | 1.8459 | 1.4213
CO2 Emissions (1990=100) | 85.309 | 87.4436 | 76.0236 | 64.3194 | 62.7253 | 54.3515 | 51.4097 | 50.1253 | 48.7938 | 48.3051 | 48.888 | -1.1457 | -1.9371 | -0.25116
Energy Intensity | 83.564 | 74.3711 | 70.3186 | 59.9039 | 56.649 | 52.7583 | 51.1238 | 46.0008 | 43.6831 | 41.3972 | 39.0943 | -1.711 | -1.5813 | -1.3324
Carbon/Energy | 97.2038 | 91.2888 | 84.9024 | 78.9175 | 74.6787 | 62.1638 | 54.7761 | 54.4799 | 52.2308 | 51.3339 | 51.3661 | -1.344 | -2.1674 | -0.32086
Energy Intensity Indicators (2000 = 100) | [11 empty] | % change per annum
Hungary:Reference scenario(REF2015f) | 2000 | 2005 | 2010 | 2015 | 2020 | 2025 | 2030 | 2035 | 2040 | 2045 | 2050 | 2000-2010 | 2010-2030 | 2030-2050
Industry | 100 | 74.0533 | 63.6537 | 62.8087 | 56.5085 | 52.6302 | 48.5668 | 41.4399 | 39.3088 | 38.3991 | 36.682 | -4.4166 | -1.3435 | -1.3935
Residential | 100 | 90.3426 | 86.7868 | 76.6238 | 70.6138 | 61.0047 | 55.1809 | 50.2402 | 47.1469 | 44.7073 | 42.2172 | -1.4072 | -2.2388 | -1.33
Tertiary | 100 | 89.9938 | 81.3561 | 74.5236 | 71.1196 | 60.477 | 51.7781 | 46.5825 | 43.1211 | 40.0833 | 37.7206 | -2.0422 | -2.234 | -1.5713
Transport | 100 | 106.2061 | 108.1207 | 93.1456 | 89.0226 | 81.4325 | 75.8142 | 72.3116 | 69.3003 | 66.1619 | 63.3448 | 0.78383 | -1.7592 | -0.89444
Total Primary Energy (Mtoe) | [11 empty] | % change per annum
Hungary:Reference scenario(REF2015f) | 2000 | 2005 | 2010 | 2015 | 2020 | 2025 | 2030 | 2035 | 2040 | 2045 | 2050 | 2000-2010 | 2010-2030 | 2030-2050
Solids | 3.8502 | 3.0312 | 2.7304 | 2.6349 | 2.0848 | 1.4077 | 1.1902 | 0.43082 | 0.35534 | 0.28668 | 0.25635 | -3.3784 | -4.0668 | -7.3893
Oil | 6.9638 | 7.1148 | 6.699 | 6.2709 | 6.3204 | 6.6303 | 6.8981 | 7.1536 | 7.2825 | 7.4074 | 7.5898 | -0.38692 | 0.14657 | 0.47893
Natural gas | 9.6567 | 12.094 | 9.8156 | 7.7861 | 8.6024 | 7.4349 | 7.1111 | 8.1151 | 7.8988 | 7.8629 | 7.9864 | 0.16334 | -1.5987 | 0.58207
Nuclear | 3.6723 | 3.5845 | 4.0776 | 3.6662 | 3.6767 | 6.0445 | 8.4124 | 6.6115 | 6.6609 | 6.6609 | 6.6609 | 1.0524 | 3.6873 | -1.1605
Electricity | 0.2958 | 0.5354 | 0.4467 | 1.2039 | 0.86196 | 0.82713 | 0.41223 | 0.36725 | 0.40533 | 0.48058 | 0.46181 | 4.2082 | -0.40074 | 0.56954
Renewables | 0.8593 | 1.2514 | 2.0417 | 1.9314 | 2.6652 | 2.8583 | 3.0299 | 3.8432 | 4.3258 | 4.4262 | 4.4796 | 9.0397 | 1.9934 | 1.9742
Total Primary Energy | 25.2981 | 27.6113 | 25.811 | 23.4934 | 24.2116 | 25.2029 | 27.0539 | 26.5214 | 26.9287 | 27.1247 | 27.4348 | 0.20092 | 0.23544 | 0.069924
Total Primary Energy in % | [11 empty] | % difference
Hungary:Reference scenario(REF2015f) | 2000 | 2005 | 2010 | 2015 | 2020 | 2025 | 2030 | 2035 | 2040 | 2045 | 2050 | 2000-2010 | 2010-2030 | 2030-2050
Solids | 15.2193 | 10.9781 | 10.5784 | 11.2155 | 8.6109 | 5.5854 | 4.3992 | 1.6244 | 1.3196 | 1.0569 | 0.93438 | -4.6409 | -6.1792 | -3.4648
Oil | 27.527 | 25.7677 | 25.9541 | 26.692 | 26.105 | 26.3078 | 25.4977 | 26.9729 | 27.0438 | 27.3086 | 27.665 | -1.5729 | -0.45633 | 2.1673
Natural gas | 38.1716 | 43.8009 | 38.0287 | 33.1418 | 35.5303 | 29.5001 | 26.285 | 30.5981 | 29.3323 | 28.9881 | 29.1103 | -0.14289 | -11.7438 | 2.8254
Nuclear | 14.5161 | 12.982 | 15.7979 | 15.6052 | 15.1857 | 23.9835 | 31.0948 | 24.929 | 24.7353 | 24.5566 | 24.279 | 1.2818 | 15.2969 | -6.8158
Electricity | 1.1693 | 1.9391 | 1.7307 | 5.1244 | 3.5601 | 3.2819 | 1.5237 | 1.3847 | 1.5052 | 1.7717 | 1.6833 | 0.5614 | -0.20693 | 0.15959
Renewables | 3.3967 | 4.5322 | 7.9102 | 8.2211 | 11.0079 | 11.3413 | 11.1996 | 14.4909 | 16.0638 | 16.318 | 16.328 | 4.5135 | 3.2894 | 5.1284
Primary Energy Supply (Mtoe) | [11 empty] | % change per annum
Hungary:Reference scenario(REF2015f) | 2000 | 2005 | 2010 | 2015 | 2020 | 2025 | 2030 | 2035 | 2040 | 2045 | 2050 | 2000-2010 | 2010-2030 | 2030-2050
Production Oil&Gas | 4.1738 | 3.7879 | 3.3846 | 2.652 | 1.8221 | 0.81444 | 0.70711 | 0 | 0 | 0 | 0 | -2.0741 | -7.5304 | -100
Production Solids | 2.8929 | 1.7481 | 1.5933 | 1.794 | 1.3278 | 0.64392 | 0.614 | 0.0040673 | 0.0035409 | 0.0033218 | 0.0033118 | -5.7901 | -4.656 | -22.9815
Production RES | 0.8593 | 1.2514 | 2.0097 | 2.1323 | 3.0014 | 3.1878 | 3.3716 | 4.1941 | 4.6951 | 4.8044 | 4.8688 | 8.8676 | 2.6207 | 1.8543
Production Nuclear | 3.6723 | 3.5845 | 4.0776 | 3.6662 | 3.6767 | 6.0445 | 8.4124 | 6.6115 | 6.6609 | 6.6609 | 6.6609 | 1.0524 | 3.6873 | -1.1605
Net Imports Oil&Gas | 12.5733 | 15.5871 | 13.3634 | 11.405 | 13.1008 | 13.2508 | 13.3021 | 15.2686 | 15.1813 | 15.2703 | 15.5762 | 0.6113 | -0.02297 | 0.79222
Net Imports Solids | 1.0869 | 1.2988 | 1.1431 | 0.8409 | 0.75701 | 0.76375 | 0.57616 | 0.42675 | 0.3518 | 0.28336 | 0.25303 | 0.50542 | -3.3675 | -4.0308
Net Imports Electricity | 0.2958 | 0.5354 | 0.4467 | 1.2039 | 0.86196 | 0.82713 | 0.41223 | 0.36725 | 0.40533 | 0.48058 | 0.46181 | 4.2082 | -0.40074 | 0.56954
Net Imports RES | 0 | 0 | 0.0351 | -0.20087 | -0.33626 | -0.32943 | -0.34164 | -0.35089 | -0.36936 | -0.37824 | -0.38925 | 0 | 0 | 0.65451
Primary Energy Supply | 25.5543 | 27.7932 | 26.0535 | 23.4934 | 24.2116 | 25.2029 | 27.0539 | 26.5214 | 26.9287 | 27.1247 | 27.4348 | 0.19365 | 0.18858 | 0.069924
Primary Energy Production | 11.5983 | 10.3719 | 11.0652 | 10.2445 | 9.828 | 10.6907 | 13.105 | 10.8097 | 11.3596 | 11.4687 | 11.533 | -0.46943 | 0.84955 | -0.63688
Primary Energy Supply in % | [11 empty] | % difference
Hungary:Reference scenario(REF2015f) | 2000 | 2005 | 2010 | 2015 | 2020 | 2025 | 2030 | 2035 | 2040 | 2045 | 2050 | 2000-2010 | 2010-2030 | 2030-2050
Production Oil&Gas | 16.3331 | 13.6289 | 12.991 | 11.2884 | 7.5256 | 3.2316 | 2.6137 | 0 | 0 | 0 | 0 | -3.3421 | -10.3772 | -2.6137
Production Solids | 11.3206 | 6.2897 | 6.1155 | 7.6362 | 5.4843 | 2.555 | 2.2695 | 0.015336 | 0.013149 | 0.012247 | 0.012072 | -5.2051 | -3.846 | -2.2575
Production RES | 3.3626 | 4.5025 | 7.7137 | 9.0761 | 12.3967 | 12.6484 | 12.4624 | 15.8139 | 17.4354 | 17.7124 | 17.7468 | 4.3511 | 4.7486 | 5.2844
Production Nuclear | 14.3706 | 12.897 | 15.6509 | 15.6052 | 15.1857 | 23.9835 | 31.0948 | 24.929 | 24.7353 | 24.5566 | 24.279 | 1.2803 | 15.4439 | -6.8158
Net Imports Oil&Gas | 49.2023 | 56.0824 | 51.2921 | 48.5455 | 54.1098 | 52.5763 | 49.169 | 57.571 | 56.3761 | 56.2968 | 56.7753 | 2.0899 | -2.1232 | 7.6063
Net Imports Solids | 4.2533 | 4.6731 | 4.3875 | 3.5793 | 3.1267 | 3.0304 | 2.1297 | 1.6091 | 1.3064 | 1.0447 | 0.92231 | 0.13421 | -2.2578 | -1.2074
Net Imports Electricity | 1.1575 | 1.9264 | 1.7145 | 5.1244 | 3.5601 | 3.2819 | 1.5237 | 1.3847 | 1.5052 | 1.7717 | 1.6833 | 0.55701 | -0.19082 | 0.15959
Net Imports RES | 0 | 0 | 0.13472 | -0.85502 | -1.3888 | -1.3071 | -1.2628 | -1.3231 | -1.3716 | -1.3944 | -1.4188 | 0.13472 | -1.3975 | -0.15602
Total Import Dependence | 55.1662 | 63.0948 | 58.0694 | 56.3941 | 59.4077 | 57.5815 | 51.5596 | 59.2417 | 57.8161 | 57.7187 | 57.9621 | 2.9032 | -6.5098 | 6.4025
Oil and gas import share in primary supply | 49.2023 | 56.0824 | 51.2921 | 48.5455 | 54.1098 | 52.5763 | 49.169 | 57.571 | 56.3761 | 56.2968 | 56.7753 | 2.0899 | -2.1232 | 7.6063
Total Final Energy by Sector (Mtoe) | [11 empty] | % change per annum
Hungary:Reference scenario(REF2015f) | 2000 | 2005 | 2010 | 2015 | 2020 | 2025 | 2030 | 2035 | 2040 | 2045 | 2050 | 2000-2010 | 2010-2030 | 2030-2050
Heavy Industry | 2.5167 | 2.2671 | 1.8535 | 1.9405 | 1.8562 | 1.892 | 1.8562 | 1.6598 | 1.6667 | 1.6842 | 1.6827 | -3.0124 | 0.0072649 | -0.48946
Other Industries | 0.9958 | 1.1018 | 1.0363 | 1.1408 | 1.1531 | 1.2431 | 1.3296 | 1.2455 | 1.239 | 1.2883 | 1.3307 | 0.39945 | 1.254 | 0.0042266
Residential | 5.6032 | 6.4637 | 5.7404 | 5.2526 | 5.242 | 5.0528 | 5.0621 | 5.0281 | 5.0569 | 5.1121 | 5.1893 | 0.2422 | -0.62677 | 0.12413
Tertiary | 3.7123 | 4.0724 | 3.6246 | 3.5657 | 3.7183 | 3.5407 | 3.3722 | 3.3299 | 3.3139 | 3.2913 | 3.3288 | -0.23879 | -0.3603 | -0.064679
Transport | 3.3112 | 4.3127 | 4.3407 | 3.9955 | 4.1615 | 4.2547 | 4.3881 | 4.5599 | 4.6725 | 4.7415 | 4.862 | 2.7442 | 0.054302 | 0.51412
Total Final Energy | 16.1392 | 18.2177 | 16.5955 | 15.8951 | 16.131 | 15.9833 | 16.0082 | 15.8232 | 15.9491 | 16.1175 | 16.3935 | 0.27919 | -0.18 | 0.11901
Total Final Energy by Sector in % | [11 empty] | % difference
Hungary:Reference scenario(REF2015f) | 2000 | 2005 | 2010 | 2015 | 2020 | 2025 | 2030 | 2035 | 2040 | 2045 | 2050 | 2000-2010 | 2010-2030 | 2030-2050
Heavy Industry | 15.5937 | 12.4445 | 11.1687 | 12.2082 | 11.5068 | 11.8376 | 11.5953 | 10.4896 | 10.4503 | 10.4495 | 10.2644 | -4.425 | 0.42662 | -1.3309
Other Industries | 6.1701 | 6.048 | 6.2445 | 7.177 | 7.1482 | 7.7772 | 8.3059 | 7.8713 | 7.7686 | 7.9933 | 8.1175 | 0.074393 | 2.0614 | -0.18839
Residential | 34.718 | 35.4803 | 34.5901 | 33.0455 | 32.4962 | 31.6129 | 31.622 | 31.7766 | 31.7064 | 31.718 | 31.6543 | -0.12785 | -2.9681 | 0.032334
Tertiary | 23.0018 | 22.3541 | 21.8409 | 22.4326 | 23.0509 | 22.1524 | 21.0653 | 21.0445 | 20.7781 | 20.4207 | 20.3056 | -1.1609 | -0.77559 | -0.75965
Transport | 20.5165 | 23.6731 | 26.1559 | 25.1366 | 25.798 | 26.6199 | 27.4116 | 28.818 | 29.2965 | 29.4186 | 29.6582 | 5.6394 | 1.2557 | 2.2466
Total Final Energy by Fuel (Mtoe) | [11 empty] | % change per annum
Hungary:Reference scenario(REF2015f) | 2000 | 2005 | 2010 | 2015 | 2020 | 2025 | 2030 | 2035 | 2040 | 2045 | 2050 | 2000-2010 | 2010-2030 | 2030-2050
Solids | 0.6651 | 0.6901 | 0.4809 | 0.50117 | 0.36802 | 0.39969 | 0.28018 | 0.17894 | 0.13719 | 0.095601 | 0.074494 | -3.1908 | -2.665 | -6.409
Oil | 4.2181 | 4.9038 | 4.6384 | 4.2614 | 4.1822 | 4.2535 | 4.3035 | 4.3713 | 4.3968 | 4.4335 | 4.5205 | 0.95437 | -0.37401 | 0.24626
Gas | 6.5034 | 7.8523 | 6.261 | 5.868 | 5.8152 | 5.4538 | 5.4065 | 5.1484 | 5.04 | 4.9479 | 4.9975 | -0.37913 | -0.73097 | -0.3926
Electricity | 2.5314 | 2.7804 | 2.9414 | 2.9774 | 3.0863 | 3.284 | 3.3589 | 3.4894 | 3.6863 | 3.9184 | 4.0585 | 1.5125 | 0.66581 | 0.95049
Steam Distrib.(A) | 1.4469 | 1.3083 | 1.0898 | 0.98521 | 1.0085 | 0.92713 | 1.0158 | 0.94876 | 0.96276 | 1.0173 | 1.0338 | -2.7945 | -0.35087 | 0.087954
Renewables | 0.7743 | 0.6828 | 1.184 | 1.3019 | 1.6708 | 1.6652 | 1.6433 | 1.6864 | 1.7262 | 1.7048 | 1.7087 | 4.3384 | 1.6524 | 0.19561
Total Final Energy | 16.1392 | 18.2177 | 16.5955 | 15.8951 | 16.131 | 15.9833 | 16.0082 | 15.8232 | 15.9491 | 16.1175 | 16.3935 | 0.27919 | -0.18 | 0.11901
Total Final Energy by Fuel in % | [11 empty] | % difference
Hungary:Reference scenario(REF2015f) | 2000 | 2005 | 2010 | 2015 | 2020 | 2025 | 2030 | 2035 | 2040 | 2045 | 2050 | 2000-2010 | 2010-2030 | 2030-2050
Solids | 4.121 | 3.7881 | 2.8978 | 3.153 | 2.2815 | 2.5007 | 1.7502 | 1.1309 | 0.8602 | 0.59315 | 0.45441 | -1.2232 | -1.1475 | -1.2958
Oil | 26.1357 | 26.9178 | 27.9497 | 26.8095 | 25.9263 | 26.6119 | 26.8831 | 27.6262 | 27.5675 | 27.5073 | 27.5748 | 1.814 | -1.0666 | 0.6917
Gas | 40.2957 | 43.1026 | 37.7271 | 36.917 | 36.0496 | 34.122 | 33.7736 | 32.5369 | 31.6004 | 30.6992 | 30.4845 | -2.5686 | -3.9535 | -3.2891
Electricity | 15.6848 | 15.2621 | 17.7241 | 18.7314 | 19.1329 | 20.5462 | 20.9823 | 22.0522 | 23.1126 | 24.3113 | 24.7565 | 2.0393 | 3.2582 | 3.7743
Steam Distrib.(A) | 8.9651 | 7.1815 | 6.5668 | 6.1982 | 6.2518 | 5.8006 | 6.3456 | 5.996 | 6.0365 | 6.3117 | 6.3064 | -2.3983 | -0.22119 | -0.039251
Renewables | 4.7976 | 3.748 | 7.1345 | 8.1909 | 10.3578 | 10.4186 | 10.2651 | 10.6578 | 10.8229 | 10.5774 | 10.4233 | 2.3368 | 3.1306 | 0.15823
Energy related CO2 Emissions (Mt) | [11 empty] | % change per annum
Hungary:Reference scenario(REF2015f) | 2000 | 2005 | 2010 | 2015 | 2020 | 2025 | 2030 | 2035 | 2040 | 2045 | 2050 | 2000-2010 | 2010-2030 | 2030-2050
Power and Distr. Steam | 22.1204 | 18.3481 | 16.0468 | 10.4919 | 10.6567 | 6.0326 | 4.7434 | 4.8599 | 4.3919 | 4.3756 | 4.4384 | -3.159 | -5.9118 | -0.3318
Energy Branch | 1.5431 | 1.1701 | 1.4924 | 1.576 | 1.402 | 1.3413 | 1.2849 | 1.2354 | 1.2324 | 1.2393 | 1.2618 | -0.33301 | -0.74581 | -0.090617
Industry | 6.7602 | 6.7274 | 5.3235 | 5.7681 | 5.0231 | 4.7344 | 4.2266 | 3.3031 | 3.0886 | 2.9546 | 2.9112 | -2.361 | -1.147 | -1.8469
Residential | 8.7888 | 10.7448 | 8.6331 | 7.2754 | 6.9971 | 6.8806 | 6.9185 | 6.7356 | 6.6434 | 6.5866 | 6.6664 | -0.17859 | -1.101 | -0.18541
Tertiary | 6.1328 | 6.7105 | 5.2257 | 5.1555 | 5.1902 | 4.6194 | 4.2567 | 4.0438 | 3.7015 | 3.4399 | 3.4007 | -1.5878 | -1.0203 | -1.1163
Transport | 9.6646 | 12.6854 | 12.3009 | 11.2083 | 11.1783 | 11.4393 | 11.7205 | 12.1446 | 12.4059 | 12.5526 | 12.8461 | 2.4414 | -0.24135 | 0.45954
Total energy related CO2 Emissions | 55.0099 | 56.3864 | 49.0224 | 41.4752 | 40.4473 | 35.0475 | 33.1506 | 32.3224 | 31.4638 | 31.1486 | 31.5245 | -1.1457 | -1.9371 | -0.25116
ETS excluding aviation | 0 | 24.8581 | 21.7137 | 16.5051 | 15.8438 | 10.8249 | 8.9767 | 8.2819 | 7.6435 | 7.4934 | 7.5136 | 0 | -4.3205 | -0.88564
Aviation | 0 | 0.78338 | 0.69049 | 0.62121 | 0.73143 | 0.90472 | 1.0889 | 1.2353 | 1.3121 | 1.3652 | 1.4673 | 0 | 2.3035 | 1.5028
non - ETS | 0 | 30.745 | 26.6182 | 24.3489 | 23.872 | 23.3179 | 23.0851 | 22.8052 | 22.5082 | 22.29 | 22.5436 | 0 | -0.70951 | -0.1186
Energy related CO2 Emissions in % | [11 empty] | % difference
Hungary:Reference scenario(REF2015f) | 2000 | 2005 | 2010 | 2015 | 2020 | 2025 | 2030 | 2035 | 2040 | 2045 | 2050 | 2000-2010 | 2010-2030 | 2030-2050
Power and Distr. Steam | 40.2117 | 32.54 | 32.7336 | 25.2968 | 26.3471 | 17.2127 | 14.3087 | 15.0357 | 13.9587 | 14.0475 | 14.0791 | -7.4781 | -18.4249 | -0.22959
Energy Branch | 2.8051 | 2.0752 | 3.0444 | 3.7999 | 3.4664 | 3.8269 | 3.876 | 3.8222 | 3.917 | 3.9787 | 4.0027 | 0.23934 | 0.83159 | 0.12669
Industry | 12.2891 | 11.9309 | 10.8592 | 13.9074 | 12.4188 | 13.5084 | 12.7497 | 10.2192 | 9.8164 | 9.4855 | 9.2348 | -1.4299 | 1.8905 | -3.5149
Residential | 15.9768 | 19.0557 | 17.6106 | 17.5416 | 17.2993 | 19.6322 | 20.8698 | 20.8388 | 21.1144 | 21.1457 | 21.1466 | 1.6338 | 3.2592 | 0.27686
Tertiary | 11.1486 | 11.9009 | 10.6599 | 12.4302 | 12.8319 | 13.1803 | 12.8405 | 12.5109 | 11.7644 | 11.0434 | 10.7874 | -0.48866 | 2.1806 | -2.0531
Transport | 17.5688 | 22.4973 | 25.0923 | 27.024 | 27.6366 | 32.6394 | 35.3553 | 37.5733 | 39.4293 | 40.2992 | 40.7494 | 7.5235 | 10.263 | 5.3941
ETS excluding aviation | 0 | 44.0852 | 44.2935 | 39.7952 | 39.1716 | 30.8863 | 27.0784 | 25.6227 | 24.293 | 24.0569 | 23.834 | 44.2935 | -17.2151 | -3.2444
Aviation | 0 | 1.3893 | 1.4085 | 1.4978 | 1.8083 | 2.5814 | 3.2846 | 3.8218 | 4.1703 | 4.3829 | 4.6546 | 1.4085 | 1.876 | 1.37
non - ETS | 0 | 54.5255 | 54.298 | 58.707 | 59.0201 | 66.5323 | 69.637 | 70.5555 | 71.5367 | 71.5601 | 71.5114 | 54.298 | 15.339 | 1.8744
Power Generation (TWh net) | [11 empty] | % change per annum
Hungary:Reference scenario(REF2015f) | 2000 | 2005 | 2010 | 2015 | 2020 | 2025 | 2030 | 2035 | 2040 | 2045 | 2050 | 2000-2010 | 2010-2030 | 2030-2050
From Solids | 8.6321 | 6.2751 | 5.4585 | 5.5856 | 4.373 | 1.9885 | 1.8911 | 0.00010286 | 0 | 0 | 0 | -4.4796 | -5.162 | -100
From Oil | 4.0867 | 0.43121 | 0.4503 | 0.05 | 0 | 0 | 0 | 0 | 0 | 0 | 0 | -19.7929 | -100 | 0
From Gas | 6.2829 | 11.8489 | 10.9588 | 3.2876 | 9.2969 | 5.249 | 2.1585 | 10.7689 | 10.515 | 10.8989 | 11.1383 | 5.7208 | -7.8024 | 8.5509
From Nuclear | 12.982 | 12.827 | 14.799 | 14.21 | 14.2508 | 23.4192 | 32.5877 | 25.6078 | 26.8438 | 26.8438 | 26.8438 | 1.3186 | 4.0258 | -0.96482
From RES | 0.27535 | 1.8368 | 2.9464 | 2.6534 | 3.2622 | 3.3502 | 2.9931 | 4.9639 | 5.9228 | 7.023 | 8.5677 | 26.748 | 0.078554 | 5.3992
Total Power Generation | 32.259 | 33.219 | 34.613 | 25.7865 | 31.1828 | 34.0069 | 39.6304 | 41.3406 | 43.2816 | 44.7657 | 46.5498 | 0.70681 | 0.67913 | 0.80788
Net Power Generation in % | [11 empty] | % difference
Hungary:Reference scenario(REF2015f) | 2000 | 2005 | 2010 | 2015 | 2020 | 2025 | 2030 | 2035 | 2040 | 2045 | 2050 | 2000-2010 | 2010-2030 | 2030-2050
From Solids | 26.7586 | 18.8901 | 15.7701 | 21.6608 | 14.0236 | 5.8473 | 4.7719 | 0.00024882 | 0 | 0 | 0 | -10.9885 | -10.9982 | -4.7719
From Oil | 12.6685 | 1.2981 | 1.301 | 0.1939 | 0 | 0 | 0 | 0 | 0 | 0 | 0 | -11.3675 | -1.301 | 0
From Gas | 19.4763 | 35.669 | 31.6608 | 12.7492 | 29.8141 | 15.4351 | 5.4466 | 26.0492 | 24.2945 | 24.3466 | 23.9277 | 12.1845 | -26.2143 | 18.4812
From Nuclear | 40.243 | 38.6134 | 42.7556 | 55.1063 | 45.7007 | 68.8661 | 82.2291 | 61.9434 | 62.0213 | 59.9651 | 57.6668 | 2.5126 | 39.4735 | -24.5623
From RES | 0.85356 | 5.5293 | 8.5125 | 10.2898 | 10.4615 | 9.8515 | 7.5524 | 12.0072 | 13.6842 | 15.6883 | 18.4055 | 7.6589 | -0.96004 | 10.8531
Power Capacity (GW net) | [11 empty] | % change per annum
Hungary:Reference scenario(REF2015f) | 2000 | 2005 | 2010 | 2015 | 2020 | 2025 | 2030 | 2035 | 2040 | 2045 | 2050 | 2000-2010 | 2010-2030 | 2030-2050
Solids | 1.7466 | 1.3804 | 1.155 | 1.1368 | 0.6737 | 0.40718 | 0.39599 | 0.003413 | 0.003413 | 0.003413 | 0.003413 | -4.0516 | -5.2115 | -21.1552
Oil | 0.60199 | 0.17586 | 0.091306 | 0.091306 | 0.010783 | 0.010783 | 0.0050564 | 0.0050564 | 0.0041834 | 0 | 0 | -17.1884 | -13.4699 | -100
Gas | 4.1605 | 4.6218 | 4.6045 | 3.4963 | 3.3838 | 2.9783 | 2.5312 | 3.2077 | 3.0934 | 3.6074 | 3.4827 | 1.0194 | -2.9475 | 1.6083
Nuclear | 1.92 | 1.92 | 1.92 | 1.96 | 1.96 | 3.221 | 4.482 | 3.522 | 3.692 | 3.692 | 3.692 | 0 | 4.3298 | -0.96482
RES | 0.16042 | 0.19866 | 0.52097 | 0.81022 | 1.0471 | 1.0488 | 1.0488 | 1.7019 | 2.0627 | 2.4685 | 2.9149 | 12.5007 | 3.5607 | 5.2436
Total Power Generation excl.generation for RES storage | 8.5894 | 8.2967 | 8.2918 | 7.4946 | 7.0754 | 7.6661 | 8.4631 | 8.4401 | 8.8558 | 9.7713 | 10.093 | -0.35207 | 0.1023 | 0.88451
Net Power Capacity in % | [11 empty] | % difference
Hungary:Reference scenario(REF2015f) | 2000 | 2005 | 2010 | 2015 | 2020 | 2025 | 2030 | 2035 | 2040 | 2045 | 2050 | 2000-2010 | 2010-2030 | 2030-2050
Solids | 20.334 | 16.6376 | 13.9289 | 15.1677 | 9.5217 | 5.3114 | 4.679 | 0.040438 | 0.03854 | 0.034929 | 0.033816 | -6.4051 | -9.2499 | -4.6452
Oil | 7.0084 | 2.1196 | 1.1012 | 1.2183 | 0.15241 | 0.14066 | 0.059747 | 0.05991 | 0.04724 | 0 | 0 | -5.9073 | -1.0414 | -0.059747
Gas | 48.4368 | 55.7066 | 55.5315 | 46.651 | 47.8255 | 38.8505 | 29.9087 | 38.0058 | 34.9313 | 36.9181 | 34.5057 | 7.0947 | -25.6229 | 4.5971
Nuclear | 22.353 | 23.1418 | 23.1555 | 26.1523 | 27.7016 | 42.0159 | 52.9594 | 41.7294 | 41.6903 | 37.7841 | 36.5799 | 0.80244 | 29.8039 | -16.3795
RES | 1.8676 | 2.3944 | 6.283 | 10.8107 | 14.7988 | 13.6816 | 12.3932 | 20.1645 | 23.2927 | 25.2629 | 28.8805 | 4.4153 | 6.1103 | 16.4873
Net Power Capacity Investment (GW net) | [11 empty] | Total in GW
Hungary:Reference scenario(REF2015f) |  | 00-05 | 05-10 | 10-15 | 15-20 | 20-25 | 25-30 | 30-35 | 35-40 | 40-45 | 45-50 | 2000-2010 | 2010-2030 | 2030-2050
Solids |  | 0 | 0 | 0 | 0.39599 | 0 | 0 | 0 | 0 | 0 | 0 | 0 | 0.39599 | 0
Oil |  | 0.0013696 | 0 | 0 | 0 | 0 | 0 | 0 | 0 | 0 | 0 | 0.0013696 | 0 | 0
Gas |  | 0.47151 | 0.30905 | 1.0149 | 0.19303 | 0.14536 | 0.48814 | 0.97376 | 0.68318 | 1.6136 | 0.24068 | 0.78056 | 1.8414 | 3.5112
Nuclear |  | 0 | 0 | 0.96 | 1 | 1.261 | 1.261 | 0 | 1.17 | 0 | 0 | 0 | 4.482 | 1.17
RES |  | 0.066736 | 0.32231 | 0.19325 | 0.29766 | 0.0017732 | 0.0228 | 0.67237 | 0.68897 | 0.64493 | 0.80275 | 0.38905 | 0.51548 | 2.809
Total net power capacity investment |  | 0.53962 | 0.63137 | 2.1681 | 1.8867 | 1.4081 | 1.7719 | 1.6461 | 2.5421 | 2.2585 | 1.0434 | 1.171 | 7.2349 | 7.4902
Power Generation Indicators (%) | [11 empty] | % difference
Hungary:Reference scenario(REF2015f) | 2000 | 2005 | 2010 | 2015 | 2020 | 2025 | 2030 | 2035 | 2040 | 2045 | 2050 | 2000-2010 | 2010-2030 | 2030-2050
Efficiency of thermal power generation | 29.8118 | 32.7952 | 34.1128 | 37.2643 | 40.5996 | 38.8993 | 32.5519 | 47.9151 | 48.4431 | 50.6227 | 51.877 | 4.301 | -1.5609 | 19.3251
Load Factor | 42.8728 | 45.7066 | 47.6527 | 39.2773 | 50.3106 | 50.6391 | 53.4559 | 55.9146 | 55.792 | 52.2984 | 52.6496 | 4.7799 | 5.8032 | -0.80632
CHP share | 13.4745 | 19.133 | 19.6 | 14.3748 | 13.8465 | 9.9834 | 7.6131 | 10.2356 | 10.121 | 13.146 | 15.679 | 6.1255 | -11.9869 | 8.0659
Share of non-fossil fuels | 41.1412 | 44.1213 | 50.6623 | 64.5683 | 56.1302 | 78.8075 | 89.6671 | 74.4935 | 76.2739 | 76.2185 | 76.5956 | 9.5211 | 39.0048 | -13.0715
Carbon intensity (t CO2 / MWh) | 0.43772 | 0.35575 | 0.31305 | 0.26768 | 0.23551 | 0.11942 | 0.081818 | 0.086154 | 0.077352 | 0.072134 | 0.071103 | -0.12467 | -0.23123 | -0.010714
CO2 emissions captured (in Mt CO2) | 0 | 0 | 0 | 0 | 0 | 0 | 0 | 0 | 0 | 0 | 0 | 0 | 0 | 0
Economic Cost Indicators | [11 empty] | % change per annum
Hungary:Reference scenario(REF2015f) | 2000 | 2005 | 2010 | 2015 | 2020 | 2025 | 2030 | 2035 | 2040 | 2045 | 2050 | 2000-2010 | 2010-2030 | 2030-2050
Total Cost of Energy in billion €'13 | 11.1758 | 16.1443 | 20.276 | 17.9969 | 22.2802 | 25.2317 | 27.4376 | 29.643 | 31.6624 | 33.3096 | 34.9593 | 6.1378 | 1.5239 | 1.2187
- excluding disutility costs | 11.1758 | 16.1443 | 20.276 | 17.9969 | 22.2802 | 25.2317 | 27.4376 | 29.643 | 31.6624 | 33.3096 | 34.9593 | 6.1378 | 1.5239 | 1.2187
- excluding auction payments | 11.1758 | 16.1443 | 20.276 | 17.8796 | 22.0393 | 24.792 | 26.8699 | 29.026 | 31.0124 | 32.5578 | 34.2019 | 6.1378 | 1.4178 | 1.2137
Total Cost of Energy as % of GDP | 13.4703 | 15.8673 | 20.1564 | 16.7446 | 19.0219 | 19.2732 | 18.9193 | 18.761 | 18.7417 | 18.5499 | 18.1777 | 6.6861 | -1.2372 | -0.74151
- excluding disutility costs | 13.4703 | 15.8673 | 20.1564 | 16.7446 | 19.0219 | 19.2732 | 18.9193 | 18.761 | 18.7417 | 18.5499 | 18.1777 | 6.6861 | -1.2372 | -0.74151
- excluding auction payments | 13.4703 | 15.8673 | 20.1564 | 16.6354 | 18.8162 | 18.9373 | 18.5278 | 18.3705 | 18.3569 | 18.1312 | 17.7839 | 6.6861 | -1.6286 | -0.74388
Total Cost of Energy system per Unit of Final Consumption (€'13/Mwh) | 59.5521 | 76.2123 | 105.0727 | 97.3719 | 118.7834 | 135.7619 | 147.4019 | 161.1116 | 170.7283 | 177.7339 | 183.3958 | 5.8423 | 1.707 | 1.0984
Average Price of Electricity in Final demand sectors (€'13/MWh) | 77.9114 | 106.5929 | 131.7572 | 113.3858 | 129.7269 | 136.2304 | 147.3453 | 153.8196 | 153.8018 | 153.3711 | 152.5536 | 5.3943 | 0.56066 | 0.17384
Energy Related Expenses in Residential (€'13/household) | 880.4387 | 1538.2311 | 2129.377 | 1804.1886 | 2162.8361 | 2437.9519 | 2614.2381 | 2830.3852 | 3000.0398 | 3140.8692 | 3272.7116 | 9.2334 | 1.031 | 1.1296
Energy Related Expenses in Tertiary (€'13/000€'13 of Value Added) | 42.0153 | 44.3748 | 56.4481 | 44.8201 | 51.2337 | 49.2511 | 46.7139 | 45.246 | 43.8997 | 42.5595 | 40.6739 | 2.9969 | -0.94194 | -0.68988
Energy Related Expenses in Industry (€'13/000€'13 of Value Added) | 113.7232 | 142.3557 | 161.1525 | 150.2986 | 176.6611 | 191.8043 | 199.3807 | 207.4664 | 215.0957 | 221.4832 | 221.6953 | 3.5473 | 1.07 | 0.53185
Fuel Purchase costs in Transport (€'13/100tkm) | 12.2797 | 12.4235 | 13.645 | 10.9953 | 12.6258 | 12.1189 | 11.9738 | 11.7676 | 11.6936 | 11.4629 | 11.308 | 1.0598 | -0.65114 | -0.28565
Average Cost of Gross Electricity Generation (€'13/MWh) | 47.6122 | 60.3588 | 67.3593 | 75.5798 | 71.0205 | 77.052 | 77.7678 | 88.8371 | 93.1491 | 95.3408 | 97.0691 | 3.5304 | 0.72103 | 1.1146
Hungary:Reference scenario(REF2015f) |  | 00-05 | 05-10 | 10-15 | 15-20 | 20-25 | 25-30 | 30-35 | 35-40 | 40-45 | 45-50 | 2000-2010 | 2010-2030 | 2030-2050
Power Generation Investment (billion €'13) |  | 0.62898 | 0.80437 | 2.0297 | 1.5796 | 5.2838 | 5.1254 | 1.4077 | 4.3524 | 1.5969 | 0.98229 | 1.4333 | 14.0185 | 8.3393
Economic Cost Indicators (2000 = 100)
Hungary:Reference scenario(REF2015f) | 2000 | 2005 | 2010 | 2015 | 2020 | 2025 | 2030 | 2035 | 2040 | 2045 | 2050
Energy Related Expenses in Residential | 100 | 174.7119 | 241.8541 | 204.9193 | 245.6544 | 276.9019 | 296.9245 | 321.4744 | 340.7437 | 356.7391 | 371.7137
Energy Related Expenses in Tertiary | 100 | 105.6157 | 134.3513 | 106.6756 | 121.9406 | 117.2217 | 111.1829 | 107.6892 | 104.4851 | 101.2951 | 96.8073
Energy Related Expenses in Industry | 100 | 125.1774 | 141.706 | 132.1618 | 155.343 | 168.6589 | 175.3211 | 182.4311 | 189.1397 | 194.7564 | 194.9429
Fuel Purchase costs in Transport | 100 | 101.1706 | 111.1182 | 89.5401 | 102.8182 | 98.69 | 97.5086 | 95.8295 | 95.227 | 93.3482 | 92.0867
Policy variables
Hungary:Reference scenario(REF2015f) | 2000 | 2005 | 2010 | 2015 | 2020 | 2025 | 2030 | 2035 | 2040 | 2045 | 2050
Carbon value (€'13/ t of CO2)
ETS sectors | 0 | 0 | 11.2 | 7.5 | 15 | 22.5 | 33.5 | 42 | 50 | 69 | 88
non-ETS sectors | 0 | 0 | 0 | 0 | 0 | 0 | 0 | 0 | 0 | 0 | 0
Average efficiency value (1) (€'10/toe) | 0 | 0 | 0 | 0 | 31.8884 | 8.9108 | 1.9783 | 0.48981 | 0.24491 | 0 | 0
Renewables value (€'13/MWh) | 0 | 0 | 0 | 0 | 43.7173 | 24.1367 | 10.0383 | 7.3394 | 5.4359 | 3.8023 | 2.9646
CO2 Emissions Index (1990=100) | 85.309 | 87.4436 | 76.0236 | 64.3194 | 62.7253 | 54.3515 | 51.4097 | 50.1253 | 48.7938 | 48.3051 | 48.888
RES in transport (%) (B) | 0.044517 | 0.32241 | 4.6851 | 5.9798 | 10.0465 | 10.1331 | 10.2125 | 10.7567 | 11.1068 | 11.7641 | 12.4021
RES in gross final energy demand (%) (B)(C) | 4.8173 | 4.4591 | 8.6326 | 9.9864 | 12.9971 | 13.4374 | 13.5611 | 15.6826 | 16.9878 | 17.6618 | 18.1034
Gross Electricity Generation in TWhe | 35.1849 | 35.7488 | 37.364 | 27.8592 | 33.0453 | 35.9477 | 41.9246 | 43.1865 | 45.2705 | 46.7704 | 48.6047
RES in gross electricity demand (%, normalized) (B)(C ) | 0.62791 | 4.4219 | 7.1068 | 6.6692 | 7.916 | 7.7141 | 6.6261 | 10.7144 | 12.1446 | 13.7346 | 16.251
Total Cost of energy per sector in billion €'13 | [11 empty] | % change per annum
Hungary:Reference scenario(REF2015f) | 2000 | 2005 | 2010 | 2015 | 2020 | 2025 | 2030 | 2035 | 2040 | 2045 | 2050 | 2000-2010 | 2010-2030 | 2030-2050
TOTAL | 11.1758 | 16.1443 | 20.276 | 17.9969 | 22.2802 | 25.2317 | 27.4376 | 29.643 | 31.6624 | 33.3096 | 34.9593 | 6.1378 | 1.5239 | 1.2187
ETS sectors | 3.8281 | 5.6557 | 6.8008 | 6.0405 | 7.666 | 9.1783 | 10.3055 | 11.4463 | 12.4893 | 13.4669 | 14.2361 | 5.9149 | 2.0999 | 1.6286
Industry | 0.70929 | 1.2243 | 1.2061 | 1.2612 | 1.8727 | 2.4064 | 2.9329 | 3.4266 | 3.8937 | 4.2537 | 4.5589 | 5.4523 | 4.5432 | 2.2299
Power generation | 2.9643 | 4.2642 | 5.411 | 4.6259 | 5.5073 | 6.3642 | 6.8058 | 7.3218 | 7.7397 | 8.1883 | 8.4686 | 6.2027 | 1.1533 | 1.0989
Aviation | 0.15452 | 0.16719 | 0.18363 | 0.15334 | 0.28601 | 0.4078 | 0.56676 | 0.69797 | 0.85602 | 1.0249 | 1.2086 | 1.7409 | 5.7968 | 3.8589
Non ETS sectors | 7.3477 | 10.4886 | 13.4752 | 11.9564 | 14.6142 | 16.0534 | 17.1321 | 18.1967 | 19.1731 | 19.8427 | 20.7233 | 6.2523 | 1.2078 | 0.95605
% change per annum
Hungary:Reference scenario(REF2015f) | 2000 | 2005 | 2010 | 2015 | 2020 | 2025 | 2030 | 2035 | 2040 | 2045 | 2050 | 2000-2010 | 2010-2030 | 2030-2050
Direct efficiency investment costs in billion €'13 | 0 | 0 | 0 | 0.082755 | 0.075019 | 0.021548 | 0.0052148 | 0.0013864 | 0.00073123 | 0 | 0 | 0 | 0 | -100
Industry | 0 | 0 | 0 | 0 | 0 | 0 | 0 | 0 | 0 | 0 | 0 | 0 | 0 | 0
Residential | 0 | 0 | 0 | 0.054003 | 0.052669 | 0.015729 | 0.0038635 | 0.0010072 | 0.00053071 | 0 | 0 | 0 | 0 | -100
heating and cooling
electric appliances
Tertiary | 0 | 0 | 0 | 0.028752 | 0.02235 | 0.005819 | 0.0013512 | 0.00037917 | 0.00020052 | 0 | 0 | 0 | 0 | -100
Transport | 0 | 0 | 0 | 0 | 0 | 0 | 0 | 0 | 0 | 0 | 0 | 0 | 0 | 0
[12 empty] | 0 | 0 | 0
International Fuel prices (in $'13 per boe) | [11 empty] | % change per annum
Hungary:Reference scenario(REF2015f) | 2000 | 2005 | 2010 | 2015 | 2020 | 2025 | 2030 | 2035 | 2040 | 2045 | 2050 | 2000-2010 | 2010-2030 | 2030-2050
Oil | 37.1414 | 63.2608 | 83.8241 | 53.97 | 87.0107 | 102.1749 | 112.5572 | 117.4165 | 124.3251 | 127.1781 | 130.1177 | 8.4803 | 1.4846 | 0.72752
Gas (NCV) | 25.9549 | 42.3 | 52.9627 | 43.4526 | 55.9736 | 62.6462 | 68.1278 | 72.7613 | 75.2149 | 76.7567 | 77.9403 | 7.3928 | 1.2669 | 0.67506
Coal | 10.2576 | 17.8371 | 22.3983 | 12.8494 | 16.5941 | 20.5121 | 24.6171 | 26.0668 | 27.1698 | 28.1522 | 28.9367 | 8.1227 | 0.4734 | 0.81161
International Fuel prices (in €'13 per boe) | [11 empty] | % change per annum
Hungary:Reference scenario(REF2015f) | 2000 | 2005 | 2010 | 2015 | 2020 | 2025 | 2030 | 2035 | 2040 | 2045 | 2050 | 2000-2010 | 2010-2030 | 2030-2050
Oil | 37.5506 | 48.6351 | 62.5794 | 48.1875 | 75.0093 | 85.1457 | 93.7977 | 97.8471 | 103.6042 | 105.9817 | 108.4314 | 5.2402 | 2.0441 | 0.72752
Gas (NCV) | 26.2408 | 32.5204 | 39.5396 | 38.797 | 48.2531 | 52.2052 | 56.7731 | 60.6344 | 62.6791 | 63.9639 | 64.9503 | 4.1851 | 1.8253 | 0.67506
Coal | 10.3706 | 13.7133 | 16.7216 | 11.4727 | 14.3053 | 17.0934 | 20.5143 | 21.7223 | 22.6415 | 23.4602 | 24.1139 | 4.8932 | 1.0273 | 0.81161
Total CO2 Emissions (Mt) | [11 empty] | % change per annum
Hungary:Reference scenario(REF2015f) | 2000 | 2005 | 2010 | 2015 | 2020 | 2025 | 2030 | 2035 | 2040 | 2045 | 2050 | 2000-2010 | 2010-2030 | 2030-2050
Total CO2 Emissions (Mt) | 59.5261 | 61.2662 | 52.7495 | 45.9067 | 45.1975 | 40.0556 | 37.9747 | 37.3113 | 36.5189 | 36.3111 | 36.6145 | -1.2013 | -1.6297 | -0.18222
Energy related CO2 emissions | 55.0099 | 56.3864 | 49.0224 | 41.4752 | 40.4473 | 35.0475 | 33.1506 | 32.3224 | 31.4638 | 31.1486 | 31.5245 | -1.1457 | -1.9371 | -0.25116
Non-energy related CO2 emissions | 4.5161 | 4.8798 | 3.7271 | 4.4315 | 4.7502 | 5.0081 | 4.8241 | 4.989 | 5.0551 | 5.1624 | 5.0899 | -1.902 | 1.2984 | 0.26855
ETS excluding aviation | 0 | 27.8871 | 23.2609 | 19.0604 | 18.6117 | 13.7313 | 11.5794 | 10.9466 | 10.3169 | 10.2043 | 10.0468 | 0 | -3.4276 | -0.70731
Aviation | 0 | 0.78338 | 0.69049 | 0.62121 | 0.73143 | 0.90472 | 1.0889 | 1.2353 | 1.3121 | 1.3652 | 1.4673 | 0 | 2.3035 | 1.5028
non - ETS | 59.5261 | 32.5957 | 28.7981 | 26.225 | 25.8543 | 25.4196 | 25.3065 | 25.1294 | 24.8899 | 24.7415 | 25.1003 | -7.0037 | -0.64416 | -0.040902
Unit cost of fuel purchasing by final consumers (€'13/toe)
Hungary:Reference scenario(REF2015f) | 2000 | 2005 | 2010 | 2015 | 2020 | 2025 | 2030 | 2035 | 2040 | 2045 | 2050 | 2000-2010 | 2010-2030 | 2030-2050
All final consumers | 528.4426 | 643.4767 | 887.9507 | 741.953 | 904.1373 | 982.6096 | 1031.843 | 1089.6602 | 1124.8704 | 1143.3502 | 1153.252 | 5.3269 | 0.75375 | 0.55775
Industry | 271.2808 | 453.2888 | 572.3274 | 494.7718 | 606.5742 | 667.6564 | 704.8122 | 755.7878 | 782.9344 | 804.2447 | 822.2426 | 7.7513 | 1.0465 | 0.7735
Residential | 395.0539 | 505.9253 | 921.5198 | 743.9465 | 920.0796 | 1053.6063 | 1092.8475 | 1177.9124 | 1220.453 | 1237.6424 | 1240.8033 | 8.8391 | 0.85623 | 0.63688
Tertiary | 477.0819 | 557.6018 | 823.7568 | 690.0937 | 828.5715 | 924.6922 | 1020.7004 | 1081.6493 | 1119.8465 | 1148.2988 | 1144.7263 | 5.6138 | 1.0776 | 0.57503
Transport | 1191.2975 | 1159.2337 | 1232.7291 | 1108.9025 | 1335.344 | 1375.6389 | 1430.8274 | 1447.6555 | 1483.8955 | 1498.5809 | 1513.5793 | 0.34246 | 0.74789 | 0.28152
(1) For the sectors : Households, Offices, Hospitals and Schools, Trading Sector, Agriculture and Fishery
998
999
1000

## Summary
Hungary:Reference scenario(REF2015f) | [15 empty] | SUMMARY ENERGY BALANCE AND INDICATORS (A)
ktoe | 2000 | 2005 | 2010 | 2015 | 2020 | 2025 | 2030 | 2035 | 2040 | 2045 | 2050 | '00-'10 | '10-'20 | '20-'30 | '30-'40 | '40-'50
Annual % Change
Production (incl.recovery of products) | 11598.3 | 10371.9 | 11065.2 | 10244.4914 | 9828.0332 | 10690.6706 | 13105.042 | 10809.6833 | 11359.5716 | 11468.6598 | 11533.0126 | -0.46943 | -1.1787 | 2.9194 | -1.4192 | 0.15164
Solids | 2892.9 | 1748.1 | 1593.3 | 1793.9952 | 1327.8318 | 643.9212 | 613.9991 | 4.0673 | 3.5409 | 3.3218 | 3.3118 | -5.7901 | -1.8061 | -7.4231 | -40.2835 | -0.66663
Oil | 1698.7 | 1457.2 | 1149.7 | 794.8192 | 619.4284 | 288.3711 | 208.7313 | 0 | 0 | 0 | 0 | -3.8284 | -5.9972 | -10.3068 | -100 | 0
Natural gas | 2475.1 | 2330.7 | 2234.9 | 1857.2083 | 1202.6308 | 526.0732 | 498.3811 | 0 | 0 | 0 | 0 | -1.0157 | -6.0088 | -8.4322 | -100 | 0
Nuclear | 3672.3 | 3584.5 | 4077.6 | 3666.18 | 3676.6982 | 6044.5335 | 8412.3689 | 6611.5372 | 6660.902 | 6660.902 | 6660.902 | 1.0524 | -1.0296 | 8.6291 | -2.3074 | 0
Renewable energy sources | 859.3 | 1251.4 | 2009.7 | 2132.2886 | 3001.4441 | 3187.7715 | 3371.5616 | 4194.0788 | 4695.1286 | 4804.4359 | 4868.7988 | 8.8676 | 4.0926 | 1.1696 | 3.3669 | 0.36388
Hydro | 15.3 | 17.4 | 16.2 | 19.922 | 19.922 | 19.922 | 19.922 | 19.922 | 20.2642 | 62.8782 | 92.1726 | 0.57322 | 2.0897 | 0 | 0.17045 | 16.3556
Biomass & Waste | 758 | 1144.6 | 1843.5 | 1904.9626 | 2622.0553 | 2610.2857 | 2534.5516 | 2599.0265 | 2695.7036 | 2723.0242 | 2728.6059 | 9.2943 | 3.5857 | -0.33884 | 0.61833 | 0.12139
Wind | 0 | 0.9 | 45.9 | 50.3329 | 76.5794 | 76.5794 | 76.5794 | 206.9011 | 249.9923 | 271.665 | 306.3296 | 0 | 5.2519 | 0 | 12.5593 | 2.0531
Solar and others | 0 | 1.9 | 5.5 | 9.0918 | 45.959 | 75.2123 | 78.3306 | 106.269 | 152.1063 | 180.3389 | 236.1554 | 0 | 23.6519 | 5.4766 | 6.8616 | 4.4973
Geothermal | 86 | 86.6 | 98.6 | 147.9793 | 236.9284 | 405.7721 | 662.178 | 1261.9602 | 1577.0623 | 1566.5296 | 1505.5352 | 1.3766 | 9.1626 | 10.8245 | 9.0655 | -0.46308
Net Imports | 13956 | 17421.3 | 14988.3 | 13248.8851 | 14383.5316 | 14512.207 | 13948.8987 | 15711.7526 | 15569.1093 | 15656.0276 | 15901.7984 | 0.71616 | -0.41101 | -0.30636 | 1.1049 | 0.21166
Solids | 1086.9 | 1298.8 | 1143.1 | 840.9002 | 757.0112 | 763.7506 | 576.1631 | 426.7484 | 351.7998 | 283.3626 | 253.0346 | 0.50542 | -4.0374 | -2.6929 | -4.8136 | -3.2417
Oil | 5290.7 | 5779.6 | 5637.1 | 5476.0441 | 5701.0118 | 6341.9601 | 6689.4081 | 7153.5923 | 7282.5386 | 7407.377 | 7589.8349 | 0.63621 | 0.1128 | 1.6117 | 0.85316 | 0.41416
- Crude oil and Feedstocks | 5886.9 | 5987.8 | 5805.6 | 5273.1281 | 5504.9762 | 6091.629 | 6391.4295 | 6828.0586 | 6964.7702 | 7105.288 | 7299.5087 | -0.13897 | -0.53029 | 1.5043 | 0.86277 | 0.47053
- Oil products | -596.2 | -208.2 | -168.5 | 202.916 | 196.0356 | 250.3311 | 297.9786 | 325.5336 | 317.7684 | 302.089 | 290.3262 | -11.8706 | 0 | 4.2762 | 0.64508 | -0.89911
Natural gas | 7282.6 | 9807.5 | 7726.3 | 5928.9286 | 7399.8115 | 6908.7917 | 6612.7343 | 8115.0526 | 7898.8072 | 7862.9419 | 7986.3638 | 0.59317 | -0.43082 | -1.1183 | 1.793 | 0.1103
Electricity | 295.8 | 535.4 | 446.7 | 1203.8844 | 861.9554 | 827.1348 | 412.2284 | 367.2521 | 405.3284 | 480.5813 | 461.8137 | 4.2082 | 6.794 | -7.1108 | -0.16866 | 1.3132
Renewable energy forms | 0 | 0 | 35.1 | -200.8722 | -336.2582 | -329.4302 | -341.6352 | -350.8927 | -369.3648 | -378.2353 | -389.2486 | 0 | 0 | 0.15877 | 0.78347 | 0.52571
Detailed Results
Gross Inland Consumption | 25298.1 | 27611.3 | 25811 | 23493.3765 | 24211.5649 | 25202.8776 | 27053.9407 | 26521.4359 | 26928.6808 | 27124.6874 | 27434.811 | 0.20092 | -0.63766 | 1.1162 | -0.046397 | 0.18638
Solids | 3850.2 | 3031.2 | 2730.4 | 2634.8954 | 2084.843 | 1407.6718 | 1190.1623 | 430.8157 | 355.3407 | 286.6844 | 256.3464 | -3.3784 | -2.6615 | -5.4518 | -11.3857 | -3.2127
Oil | 6963.8 | 7114.8 | 6699 | 6270.8633 | 6320.4401 | 6630.3312 | 6898.1394 | 7153.5923 | 7282.5386 | 7407.377 | 7589.8349 | -0.38692 | -0.58001 | 0.87846 | 0.54375 | 0.41416
Natural gas | 9656.7 | 12094 | 9815.6 | 7786.1369 | 8602.4423 | 7434.8649 | 7111.1153 | 8115.0526 | 7898.8072 | 7862.9419 | 7986.3638 | 0.16334 | -1.3106 | -1.8859 | 1.0561 | 0.1103
Nuclear | 3672.3 | 3584.5 | 4077.6 | 3666.18 | 3676.6982 | 6044.5335 | 8412.3689 | 6611.5372 | 6660.902 | 6660.902 | 6660.902 | 1.0524 | -1.0296 | 8.6291 | -2.3074 | 0
Electricity | 295.8 | 535.4 | 446.7 | 1203.8844 | 861.9554 | 827.1348 | 412.2284 | 367.2521 | 405.3284 | 480.5813 | 461.8137 | 4.2082 | 6.794 | -7.1108 | -0.16866 | 1.3132
Renewable energy forms | 859.3 | 1251.4 | 2041.7 | 1931.4164 | 2665.1859 | 2858.3413 | 3029.9264 | 3843.1861 | 4325.7638 | 4426.2006 | 4479.5501 | 9.0397 | 2.7007 | 1.2909 | 3.6246 | 0.34995
as % in Gross Inland Consumption
Solids | 15.2193 | 10.9781 | 10.5784 | 11.2155 | 8.6109 | 5.5854 | 4.3992 | 1.6244 | 1.3196 | 1.0569 | 0.93438
Oil | 27.527 | 25.7677 | 25.9541 | 26.692 | 26.105 | 26.3078 | 25.4977 | 26.9729 | 27.0438 | 27.3086 | 27.665
Natural gas | 38.1716 | 43.8009 | 38.0287 | 33.1418 | 35.5303 | 29.5001 | 26.285 | 30.5981 | 29.3323 | 28.9881 | 29.1103
Nuclear | 14.5161 | 12.982 | 15.7979 | 15.6052 | 15.1857 | 23.9835 | 31.0948 | 24.929 | 24.7353 | 24.5566 | 24.279
Renewable energy forms | 3.3967 | 4.5322 | 7.9102 | 8.2211 | 11.0079 | 11.3413 | 11.1996 | 14.4909 | 16.0638 | 16.318 | 16.328
Gross Electricity Generation in GWhe | 35184.8837 | 35748.8372 | 37363.9535 | 27859.1684 | 33045.3246 | 35947.749 | 41924.5958 | 43186.4709 | 45270.5346 | 46770.4243 | 48604.7348 | 0.60271 | -1.2208 | 2.4085 | 0.77079 | 0.71318
Nuclear | 14177.907 | 13831.3953 | 15758.1395 | 15086.7967 | 15024.0547 | 24705.6585 | 34387.2623 | 26976.6107 | 28346.139 | 28346.139 | 28346.139 | 1.0623 | -0.47591 | 8.6328 | -1.9134 | 0
Hydro & wind | 177.907 | 211.6279 | 723.2558 | 848.9749 | 1218.8174 | 1218.8174 | 1218.8174 | 2734.2325 | 3396.1318 | 4265.2151 | 5259.5997 | 15.0562 | 5.3573 | 0 | 10.791 | 4.4713
Thermal (incl. biomass) | 20829.0698 | 21705.814 | 20882.5581 | 11923.3967 | 16802.4525 | 10023.2731 | 6318.5162 | 13475.6277 | 13528.2638 | 14159.0702 | 14998.9961 | 0.02565 | -2.1504 | -9.3173 | 7.9102 | 1.0374
Fuel Inputs for Thermal Power Generation | 6008.7 | 5692 | 5264.6 | 2751.7315 | 3559.1784 | 2215.9803 | 1669.3118 | 2418.661 | 2401.6444 | 2405.4022 | 2486.4843 | -1.3133 | -3.8391 | -7.2917 | 3.7044 | 0.34776
Solids | 2755.1 | 1924.2 | 1646.1 | 1611.4972 | 1254.0733 | 576.7144 | 549.7145 | 0.025479 | 0 | 0 | 0 | -5.0201 | -2.6835 | -7.9166 | -100 | 0
Oil (including refinery gas) | 1051.9 | 155.2 | 137.6 | 14.9753 | 0 | 0 | 0 | 0 | 0 | 0 | 0 | -18.4048 | -100 | 0 | 0 | 0
Gas | 2140.3 | 3078.5 | 2704.4 | 656.716 | 1596.1011 | 910.4139 | 495.2827 | 1727.5819 | 1636.6713 | 1610.1455 | 1657.9368 | 2.3669 | -5.1365 | -11.0432 | 12.6966 | 0.12918
Biomass & Waste | 61.4 | 534.1 | 776.5 | 436.293 | 653.104 | 672.952 | 568.4146 | 635.1536 | 709.073 | 739.3567 | 772.6475 | 28.8835 | -1.7157 | -1.3793 | 2.2357 | 0.86234
Geothermal heat | 0 | 0 | 0 | 32.25 | 55.9 | 55.9 | 55.9 | 55.9 | 55.9 | 55.9 | 55.9 | 0 | 0 | -1.1102e-14 | 0 | 0
Hydrogen - Methanol | 0 | 0 | 0 | 0 | 0 | 0 | 0 | 0 | 0 | 0 | 0 | 0 | 0 | 0 | 0 | 0
Fuel Input in other transformation proc. | 12945.8 | 13164.9 | 14440.6 | 12780.7885 | 12806.4569 | 15408.2354 | 18071.1597 | 16759.163 | 17109.2682 | 17235.2259 | 17374.3333 | 1.0987 | -1.1938 | 3.5037 | -0.54548 | 0.15386
Refineries | 7638.4 | 8118.3 | 8426.8 | 6996.7959 | 7094.0495 | 7392.6277 | 7635.3812 | 7879.2019 | 8022.2436 | 8188.9918 | 8423.0019 | 0.98713 | -1.7069 | 0.73808 | 0.49548 | 0.48867
Biofuels and hydrogen production | 0 | 2.6 | 174.8 | 181.9714 | 348.809 | 337.3102 | 355.6633 | 363.7509 | 370.2234 | 373.413 | 384.9569 | 0 | 7.1531 | 0.19479 | 0.40203 | 0.39101
District heating | 470.5 | 627.3 | 473.6 | 648.2082 | 634.8779 | 639.0612 | 913.7207 | 1401.8169 | 1652.3811 | 1685.4435 | 1616.168 | 0.065693 | 2.9741 | 3.708 | 6.1035 | -0.22135
Others | 4836.9 | 4416.7 | 5365.4 | 4953.8129 | 4728.7205 | 7039.2363 | 9166.3945 | 7114.3932 | 7064.4201 | 6987.3776 | 6950.2065 | 1.0424 | -1.2552 | 6.8429 | -2.5711 | -0.16286
Energy Branch Consumption | 1163.7 | 1062.1 | 1094.5 | 1028.6108 | 947.0929 | 942.5793 | 985.4347 | 898.8178 | 914.7266 | 920.1189 | 934.9055 | -0.61119 | -1.4361 | 0.39765 | -0.74181 | 0.21844
Non-Energy Uses | 1587 | 2168.9 | 1974.2 | 2274.8603 | 2502.3757 | 2819.9159 | 3165.064 | 3412.4455 | 3556.9565 | 3669.7427 | 3788.4203 | 2.2072 | 2.3991 | 2.3771 | 1.1742 | 0.63243
Final Energy Demand | 16139.2 | 18217.7 | 16595.5 | 15895.0948 | 16130.9946 | 15983.3465 | 16008.1547 | 15823.1688 | 15949.1457 | 16117.4762 | 16393.5206 | 0.27919 | -0.28349 | -0.076414 | -0.036923 | 0.27519
by sector
Industry | 3512.5 | 3368.9 | 2889.8 | 3081.3078 | 3009.2301 | 3135.0983 | 3185.8132 | 2905.2736 | 2905.7677 | 2972.5075 | 3013.4379 | -1.9325 | 0.40579 | 0.57186 | -0.91588 | 0.3645
- energy intensive industries | 2516.7 | 2267.1 | 1853.5 | 1940.5095 | 1856.1589 | 1892.0399 | 1856.195 | 1659.7911 | 1666.7355 | 1684.1936 | 1682.6953 | -3.0124 | 0.014336 | 0.00019418 | -1.0708 | 0.095345
- other industrial sectors | 995.8 | 1101.8 | 1036.3 | 1140.7983 | 1153.0712 | 1243.0585 | 1329.6182 | 1245.4825 | 1239.0322 | 1288.3139 | 1330.7426 | 0.39945 | 1.0734 | 1.4348 | -0.70313 | 0.71662
Residential | 5603.2 | 6463.7 | 5740.4 | 5252.6111 | 5241.9527 | 5052.8049 | 5062.0951 | 5028.0706 | 5056.8977 | 5112.1388 | 5189.256 | 0.2422 | -0.90424 | -0.34853 | -0.010272 | 0.25871
Tertiary | 3712.3 | 4072.4 | 3624.6 | 3565.6907 | 3718.3367 | 3540.694 | 3372.1608 | 3329.9112 | 3313.9368 | 3291.3006 | 3328.8065 | -0.23879 | 0.25565 | -0.97247 | -0.17402 | 0.04478
Transport | 3311.2 | 4312.7 | 4340.7 | 3995.4852 | 4161.475 | 4254.7492 | 4388.0856 | 4559.9133 | 4672.5434 | 4741.5293 | 4862.0201 | 2.7442 | -0.42077 | 0.53164 | 0.63008 | 0.3983
by fuel
Solids | 665.1 | 690.1 | 480.9 | 501.1652 | 368.021 | 399.6933 | 280.1804 | 178.9396 | 137.1943 | 95.6007 | 74.4942 | -3.1908 | -2.6397 | -2.6902 | -6.8914 | -5.924
Oil | 4218.1 | 4903.8 | 4638.4 | 4261.3975 | 4182.1722 | 4253.4778 | 4303.4932 | 4371.3458 | 4396.7744 | 4433.4882 | 4520.4858 | 0.95437 | -1.03 | 0.28637 | 0.21467 | 0.27787
Gas | 6503.4 | 7852.3 | 6261 | 5867.9956 | 5815.1617 | 5453.8358 | 5406.5341 | 5148.3656 | 5039.9909 | 4947.9411 | 4997.4845 | -0.37913 | -0.73599 | -0.72596 | -0.69958 | -0.08466
Electricity | 2531.4 | 2780.4 | 2941.4 | 2977.379 | 3086.3327 | 3283.9726 | 3358.8752 | 3489.3623 | 3686.2596 | 3918.361 | 4058.4678 | 1.5125 | 0.48214 | 0.84982 | 0.9344 | 0.96657
Heat (from CHP and District Heating) (A) | 1446.9 | 1308.3 | 1089.8 | 985.2141 | 1008.4853 | 927.1327 | 1015.8213 | 948.7584 | 962.764 | 1017.2817 | 1033.8406 | -2.7945 | -0.77245 | 0.072506 | -0.53501 | 0.71482
Other | 774.3 | 682.8 | 1184 | 1301.9436 | 1670.8217 | 1665.2343 | 1643.2504 | 1686.397 | 1726.1625 | 1704.8033 | 1708.7478 | 4.3384 | 3.5042 | -0.16625 | 0.49346 | -0.10135
CO2 Emissions (Mt of CO2 - sec approach) | 55.0099 | 56.3864 | 49.0224 | 41.4752 | 40.4473 | 35.0475 | 33.1506 | 32.3224 | 31.4638 | 31.1486 | 31.5245 | -1.1457 | -1.9044 | -1.9697 | -0.52087 | 0.019289
Power generation/District heating | 22.1204 | 18.3481 | 16.0468 | 10.4919 | 10.6567 | 6.0326 | 4.7434 | 4.8599 | 4.3919 | 4.3756 | 4.4384 | -3.159 | -4.0106 | -7.7754 | -0.76695 | 0.10526
Energy Branch | 1.5431 | 1.1701 | 1.4924 | 1.576 | 1.402 | 1.3413 | 1.2849 | 1.2354 | 1.2324 | 1.2393 | 1.2618 | -0.33301 | -0.6229 | -0.86856 | -0.41622 | 0.23605
Industry | 6.7602 | 6.7274 | 5.3235 | 5.7681 | 5.0231 | 4.7344 | 4.2266 | 3.3031 | 3.0886 | 2.9546 | 2.9112 | -2.361 | -0.5791 | -1.7116 | -3.0881 | -0.58968
Residential | 8.7888 | 10.7448 | 8.6331 | 7.2754 | 6.9971 | 6.8806 | 6.9185 | 6.7356 | 6.6434 | 6.5866 | 6.6664 | -0.17859 | -2.0792 | -0.11294 | -0.40489 | 0.034555
Tertiary | 6.1328 | 6.7105 | 5.2257 | 5.1555 | 5.1902 | 4.6194 | 4.2567 | 4.0438 | 3.7015 | 3.4399 | 3.4007 | -1.5878 | -0.068302 | -1.9632 | -1.3878 | -0.84412
Transport | 9.6646 | 12.6854 | 12.3009 | 11.2083 | 11.1783 | 11.4393 | 11.7205 | 12.1446 | 12.4059 | 12.5526 | 12.8461 | 2.4414 | -0.95242 | 0.47482 | 0.56998 | 0.34922
CO2 Emissions Index (1990=100) | 85.309 | 87.4436 | 76.0236 | 64.3194 | 62.7253 | 54.3515 | 51.4097 | 50.1253 | 48.7938 | 48.3051 | 48.888 | -1.1457 | -1.9044 | -1.9697 | -0.52087 | 0.019289
Source: PRIMES
Gross final energy consumption in heating and cooling, electricity, transport and overall (in Ktoe)
| 2000 | 2005 | 2010 | 2015 | 2020 | 2025 | 2030 | 2035 | 2040 | 2045 | 2050 | '00-'10 | '10-'20 | '20-'30 | '30-'40 | '40-'50
1. heating and cooling (1) | 10464.5 | 11339.5 | 9510.2 | 9103.6383 | 9079.2865 | 8645.7277 | 8487.1523 | 8017.0117 | 7852.5532 | 7737.859 | 7768.6178 | -0.95168 | -0.46262 | -0.67215 | -0.77414 | -0.10741
2. electricity (2) | 3321.7 | 3609.8 | 3660 | 3599.7729 | 3703.8533 | 3918.6412 | 4017.7436 | 4081.2886 | 4298.5944 | 4502.8378 | 4641.8209 | 0.97458 | 0.11918 | 0.81679 | 0.67796 | 0.77114
3. transport as in Article 3(4)a (3) | 3078.4223 | 4018.0894 | 4091.011 | 3732.143 | 3867.6892 | 3904.6964 | 3963.3496 | 4081.3522 | 4165.6272 | 4216.2188 | 4307.4725 | 2.8846 | -0.55978 | 0.24462 | 0.49901 | 0.33541
4. Gross final energy consumption (4) | 16888.1 | 18895.4 | 17261.1 | 16476.5655 | 16690.7525 | 16573.3246 | 16681.7976 | 16502.6073 | 16693.2998 | 16912.1783 | 17198.0341 | 0.2187 | -0.33544 | -0.0053665 | 0.0068929 | 0.29832
The following calculation is needed only if final energy consumption for aviation is expected to be higher than 6,18% (4,12% for Malta and Cyprus):
Final consumption in aviation | 230.1 | 260.6 | 229.7 | 206.6503 | 243.316 | 300.9634 | 362.2179 | 411.9296 | 438.9079 | 461.3293 | 499.0236 | -0.017397 | 0.57753 | 4.0591 | 1.939 | 1.2919
Reduction for aviation limit (5) Article 5(6) | 0 | 0 | 0 | 0 | 0 | 0 | 0 | 0 | 0 | 0 | 0
Total consumption after reduction for aviation limit | 16888.1 | 18895.4 | 17261.1 | 16476.5655 | 16690.7525 | 16573.3246 | 16681.7976 | 16502.6073 | 16693.2998 | 16912.1783 | 17198.0341 | 0.2187 | -0.33544 | -0.0053665 | 0.0068929 | 0.29832
(1) Final energy consumption of all energy commodities in industry, households, services and agriculture, forestry and fishery except electricity, plus the consumption of heat for own use at electricity and heat plants and heat losses in networks.
(2) The gross electricity consumption is national gross electricity production, including autoproduction, plus imports, minus exports.
(3) Transport consumption as defined in Article 3(4)(a) of Directive 2009/28/EC. Renewable electricity in road transport for this figure has been multiplied by a factor of 2.5, as indicated by Article 3(4)(c) of Directive 2009/28/EC.
(4) As defined in Article (2)(f) of Directive 2009/28/EC. This comprises final energy consumption plus network losses and own use of heat and electricity at electricity and heating plants (NB: this does not include consumption of electricity for pumped hydro storage or for transformation in electrical boilers or heat pumps at district heating plants).
(5) According to Article 5(6) consumption for aviation has to be considered only up to 6,18 % (Community average), for Cyprus and Malta up to 4,12 % of gross final energy consumption .
Calculation table for the renewable energy contribution of each sector to final energy consumption (in Ktoe)
| 2000 | 2005 | 2010 | 2015 | 2020 | 2025 | 2030 | 2035 | 2040 | 2045 | 2050 | '00-'10 | '10-'20 | '20-'30 | '30-'40 | '40-'50
(A) Gross final consumption of RES for heating and cooling | 792.7 | 680.4 | 1055.2 | 1222.0571 | 1522.4851 | 1580.2306 | 1631.2654 | 1776.5183 | 1934.1266 | 1987.1154 | 1969.3869 | 2.9017 | 3.7342 | 0.69251 | 1.7176 | 0.18083
(B) Gross final consumption of electricity from RES | 20.8574 | 159.6209 | 260.1106 | 240.076 | 293.1974 | 302.2871 | 266.2212 | 437.2851 | 522.0459 | 618.4476 | 754.3439 | 28.7033 | 1.2046 | -0.96054 | 6.9662 | 3.7495
(C) Final consumption of energy from RES in transport | 1.3704 | 12.9548 | 191.6696 | 223.1762 | 388.5674 | 395.6669 | 404.7556 | 439.0174 | 462.6695 | 496.0021 | 534.2158 | 63.8966 | 7.3226 | 0.409 | 1.3463 | 1.4483
(D) Total RES consumption (1) | 813.5574 | 842.5623 | 1490.0837 | 1645.4115 | 2169.3161 | 2227.0296 | 2262.2347 | 2588.0442 | 2835.819 | 2986.9892 | 3113.426 | 6.2386 | 3.8272 | 0.42029 | 2.2855 | 0.9383
(1) According to Article 5(1) of Directive 2009/28/EC gas, electricity and hydrogen from renewable energy sources shall only be considered once. No double counting is allowed.
Estimated trajectory of energy from renewable sources in heating and cooling, electricity, transport and overall (in %)
| 2000 | 2005 | 2010 | 2015 | 2020 | 2025 | 2030 | 2035 | 2040 | 2045 | 2050
RES-H&C (1) | 7.5751 | 6.0003 | 11.0955 | 13.4049 | 16.7412 | 18.1747 | 18.9842 | 21.7344 | 23.9941 | 24.8564 | 24.4967
RES-E (2) (C) | 0.62791 | 4.4219 | 7.1068 | 6.6692 | 7.916 | 7.7141 | 6.6261 | 10.7144 | 12.1446 | 13.7346 | 16.251
RES-T (3) | 0.044517 | 0.32241 | 4.6851 | 5.9798 | 10.0465 | 10.1331 | 10.2125 | 10.7567 | 11.1068 | 11.7641 | 12.4021
Overall RES share ( 4) (C ) | 4.8173 | 4.4591 | 8.6326 | 9.9864 | 12.9971 | 13.4374 | 13.5611 | 15.6826 | 16.9878 | 17.6618 | 18.1034
(1) Share of renewable energy in heating and cooling: gross final consumption of energy from renewable sources for heating and cooling (as defined in Articles 5(1)b) and 5(4) of Directive 2009/28/EC) divided by gross final consumption of energy for heating and cooling.
(2) Share of renewable energy in electricity: gross final consumption of electricity from renewable sources for electricity (as defined in Articles 5(1)(a) and 5(3) of Directive 2009/28/EC) divided by total gross final consumption of electricity.
(3) Share of renewable energy in transport: final energy from renewable sources consumed in transport (cf. Article 5(1)(c) and 5(5) of Directive 2009/28/EC) divided by the consumption in transport of 1) petrol; 2) diesel; 3) biofuels used in road and rail transport and 4) electricity in transport.
(4) Share of renewable energy in gross final energy consumption.

## indicator
Hungary:Reference scenario(REF2015f) | [15 empty] | SUMMARY ENERGY BALANCE AND INDICATORS (B)
| 2000 | 2005 | 2010 | 2015 | 2020 | 2025 | 2030 | 2035 | 2040 | 2045 | 2050 | '00-'10 | '10-'20 | '20-'30 | '30-'40 | '40-'50
Annual % Change
Main Energy System Indicators
Population (Million) | 10.2216 | 10.0975 | 10.0143 | 9.8558 | 9.795 | 9.7396 | 9.6717 | 9.5941 | 9.5133 | 9.4332 | 9.3409 | -0.2047 | -0.22118 | -0.12664 | -0.165 | -0.18272
GDP (in 000 MEuro'13) | 82.9665 | 101.746 | 100.5932 | 107.4792 | 117.129 | 130.9163 | 145.0246 | 158.0033 | 168.9412 | 179.5676 | 192.3194 | 1.9451 | 1.5336 | 2.1593 | 1.5382 | 1.3045
Gross Inl. Cons./GDP (toe/MEuro'13) | 304.9194 | 271.3749 | 256.588 | 218.5853 | 206.7085 | 192.5113 | 186.5472 | 167.8537 | 159.3968 | 151.0556 | 142.6523 | -1.711 | -2.1384 | -1.021 | -1.5606 | -1.1037
Gross Inl. Cons./Capita (toe/inhabitant) | 2.475 | 2.7345 | 2.5774 | 2.3837 | 2.4718 | 2.5877 | 2.7972 | 2.7644 | 2.8306 | 2.8754 | 2.9371 | 0.40645 | -0.41741 | 1.2444 | 0.1188 | 0.36977
Electricity Generated/Capita (kWh gross/inhabitant) | 3442.1942 | 3540.348 | 3731.051 | 2826.6658 | 3373.6854 | 3690.8738 | 4334.7782 | 4501.3743 | 4758.6681 | 4958.0653 | 5203.4436 | 0.80906 | -1.0018 | 2.5383 | 0.93734 | 0.89753
Carbon intensity (t of CO2/toe of GIC) | 2.1745 | 2.0421 | 1.8993 | 1.7654 | 1.6706 | 1.3906 | 1.2254 | 1.2187 | 1.1684 | 1.1484 | 1.1491 | -1.344 | -1.2749 | -3.0519 | -0.47469 | -0.16678
CO2 Emissions/Capita (t of CO2/inhabitant) | 5.3817 | 5.5842 | 4.8952 | 4.2082 | 4.1294 | 3.5984 | 3.4276 | 3.369 | 3.3074 | 3.302 | 3.3749 | -0.94298 | -1.687 | -1.8454 | -0.35646 | 0.20237
CO2 Emissions to GDP (t of CO2/MEuro'13) | 663.0377 | 554.1882 | 487.3334 | 385.8905 | 345.3225 | 267.7095 | 228.586 | 204.5677 | 186.2411 | 173.4648 | 163.9176 | -3.0319 | -3.386 | -4.0417 | -2.0279 | -1.2687
Import Dependency % | 55.1662 | 63.0948 | 58.0694 | 56.3941 | 59.4077 | 57.5815 | 51.5596 | 59.2417 | 57.8161 | 57.7187 | 57.9621
Energy intensity indicators (2000=100)
Industry (Energy on Value added) | 100 | 74.0533 | 63.6537 | 62.8087 | 56.5085 | 52.6302 | 48.5668 | 41.4399 | 39.3088 | 38.3991 | 36.682 | -4.4166 | -1.1836 | -1.5031 | -2.0927 | -0.68924
Residential (Energy on Private Income) | 100 | 90.3426 | 86.7868 | 76.6238 | 70.6138 | 61.0047 | 55.1809 | 50.2402 | 47.1469 | 44.7073 | 42.2172 | -1.4072 | -2.0412 | -2.4359 | -1.5612 | -1.0983
Tertiary (Energy on Value added) | 100 | 89.9938 | 81.3561 | 74.5236 | 71.1196 | 60.477 | 51.7781 | 46.5825 | 43.1211 | 40.0833 | 37.7206 | -2.0422 | -1.3357 | -3.1241 | -1.8129 | -1.3291
Transport (Energy on GDP) | 100 | 106.2061 | 108.1207 | 93.1456 | 89.0226 | 81.4325 | 75.8142 | 72.3116 | 69.3003 | 66.1619 | 63.3448 | 0.78383 | -1.9248 | -1.5932 | -0.89434 | -0.89454
Carbon Intensity indicators
Electricity and Steam production (t of CO2/MWh) | 0.40669 | 0.34352 | 0.30805 | 0.25583 | 0.22936 | 0.12496 | 0.085661 | 0.08702 | 0.075567 | 0.072615 | 0.071242 | -2.7396 | -2.9066 | -9.3795 | -1.246 | -0.58753
Final energy demand (t of CO2/toe) | 1.9423 | 2.0238 | 1.8971 | 1.8501 | 1.7599 | 1.7314 | 1.6943 | 1.6575 | 1.6201 | 1.5842 | 1.5753 | -0.235 | -0.74797 | -0.37915 | -0.4466 | -0.28026
Industry | 1.9246 | 1.9969 | 1.8422 | 1.872 | 1.6692 | 1.5101 | 1.3267 | 1.1369 | 1.0629 | 0.99398 | 0.96608 | -0.43698 | -0.98091 | -2.2705 | -2.1923 | -0.95072
Residential | 1.5685 | 1.6623 | 1.5039 | 1.3851 | 1.3348 | 1.3617 | 1.3667 | 1.3396 | 1.3137 | 1.2884 | 1.2846 | -0.41978 | -1.1857 | 0.23641 | -0.39465 | -0.22357
Tertiary | 1.652 | 1.6478 | 1.4417 | 1.4459 | 1.3958 | 1.3046 | 1.2623 | 1.2144 | 1.117 | 1.0451 | 1.0216 | -1.3523 | -0.32313 | -1.0005 | -1.2159 | -0.8885
Transport | 2.9187 | 2.9414 | 2.8338 | 2.8052 | 2.6861 | 2.6886 | 2.671 | 2.6633 | 2.6551 | 2.6474 | 2.6421 | -0.29479 | -0.53389 | -0.056522 | -0.059725 | -0.048879
Electricity and steam generation
Net Generation Capacity in MWe | 8589.4367 | 8296.6723 | 8291.7734 | 7494.5729 | 7075.4014 | 7666.1487 | 8463.0862 | 8440.1022 | 8855.7856 | 9771.3128 | 10092.9672 | -0.35207 | -1.5739 | 1.807 | 0.4546 | 1.3163
Nuclear energy | 1920 | 1920 | 1920 | 1960 | 1960 | 3221 | 4482 | 3522 | 3692 | 3692 | 3692 | 0 | 0.20641 | 8.6229 | -1.9203 | 0
Renewable energy | 48 | 66 | 348 | 431.0955 | 639.534 | 639.534 | 639.534 | 1290.734 | 1624.5639 | 1999.0344 | 2474.5554 | 21.9084 | 6.2743 | 0 | 9.7709 | 4.298
Hydro (pumping excluded) | 48 | 49 | 53 | 57 | 57 | 57 | 57 | 57 | 58 | 182.5316 | 267.0579 | 0.99583 | 0.73025 | 0 | 0.17407 | 16.4978
Wind | 0 | 17 | 293 | 329.0955 | 476.5775 | 476.5775 | 476.5775 | 1127.7775 | 1317.1775 | 1456.5415 | 1615.9933 | 0 | 4.9848 | 0 | 10.7009 | 2.0656
Solar | 0 | 0 | 2 | 45 | 105.9566 | 105.9566 | 105.9566 | 105.9566 | 249.3864 | 359.9613 | 591.5042 | 0 | 48.7338 | 0 | 8.9368 | 9.0206
Other renewables (tidal etc.) | 0 | 0 | 0 | 0 | 0 | 0 | 0 | 0 | 0 | 0 | 0 | 0 | 0 | 0 | 0 | 0
Thermal power | 6621.4367 | 6310.6723 | 6023.7734 | 5103.4774 | 4475.8674 | 3805.6147 | 3341.5521 | 3627.3682 | 3539.2217 | 4080.2784 | 3926.4118 | -0.94152 | -2.9265 | -2.8804 | 0.57637 | 1.0436
of which cogeneration units | 1464.4091 | 2047 | 1862 | 1143.7814 | 1574.9338 | 1080.349 | 1573.7423 | 1103.1174 | 939.2459 | 1474.1837 | 1422.0777 | 2.4311 | -1.6604 | -0.007568 | -5.0304 | 4.2352
of which CCS units | 0 | 0 | 0 | 0 | 0 | 0 | 0 | 0 | 0 | 0 | 0 | 0 | 0 | 0 | 0 | 0
Solids fired | 1746.578 | 1380.363 | 1154.953 | 1136.753 | 673.6982 | 407.1782 | 395.9852 | 3.413 | 3.413 | 3.413 | 3.413 | -4.0516 | -5.2476 | -5.1753 | -37.835 | 0
Gas fired | 4160.4526 | 4621.7977 | 4604.5466 | 3496.2966 | 3383.8434 | 2978.3375 | 2531.1948 | 3207.7296 | 3093.4391 | 3607.3841 | 3482.6536 | 1.0194 | -3.0334 | -2.8615 | 2.0262 | 1.1922
Oil fired | 601.9861 | 175.8557 | 91.3057 | 91.3057 | 10.7833 | 10.7833 | 5.0564 | 5.0564 | 4.1834 | 0 | 0 | -17.1884 | -19.2346 | -7.2937 | -1.8774 | -100
Biomass-waste fired | 112.4201 | 132.6559 | 172.9681 | 349.1221 | 355.5425 | 357.3157 | 357.3157 | 359.1691 | 386.1861 | 417.4812 | 388.3452 | 4.4028 | 7.4713 | 0.049762 | 0.78002 | 0.055769
Hydrogen plants | 0 | 0 | 0 | 0 | 0 | 0 | 0 | 0 | 0 | 0 | 0 | 0 | 0 | 0 | 0 | 0
Geothermal heat | 0 | 0 | 0 | 30 | 52 | 52 | 52 | 52 | 52 | 52 | 52 | 0 | 0 | 0 | 0 | 0
Load factor for net electric capacities (%) | 42.8728 | 45.7066 | 47.6527 | 39.2773 | 50.3106 | 50.6391 | 53.4559 | 55.9146 | 55.792 | 52.2984 | 52.6496
Indicators for gross electricity production
Efficiency for thermal electricity production (%) | 29.8118 | 32.7952 | 34.1128 | 37.2643 | 40.5996 | 38.8993 | 32.5519 | 47.9151 | 48.4431 | 50.6227 | 51.877
CHP indicator (% of electricity from CHP) | 13.4745 | 19.133 | 19.6 | 14.3748 | 13.8465 | 9.9834 | 7.6131 | 10.2356 | 10.121 | 13.146 | 15.679
CCS indicator (% of electricity from CCS) | 0 | 0 | 0 | 0 | 0 | 0 | 0 | 0 | 0 | 0 | 0
Non fossil fuels in electricity generation (%) | 41.1412 | 44.1213 | 50.6623 | 64.5683 | 56.1302 | 78.8075 | 89.6671 | 74.4935 | 76.2739 | 76.2185 | 76.5956
- nuclear | 40.2944 | 38.69 | 42.1744 | 54.1538 | 45.465 | 68.7266 | 82.0217 | 62.4654 | 62.615 | 60.607 | 58.3197
- renewable energy forms and industrial waste | 0.84681 | 5.4313 | 8.4879 | 10.4145 | 10.6652 | 10.0809 | 7.6454 | 12.0281 | 13.6589 | 15.6116 | 18.2759
Indicators for renewables (excluding industrial waste) (%) (B)
RES in gross final energy demand (%) | 4.8173 | 4.4591 | 8.6326 | 9.9864 | 12.9971 | 13.4374 | 13.5611 | 15.6826 | 16.9878 | 17.6618 | 18.1034
RES in transport (%) | 0.044517 | 0.32241 | 4.6851 | 5.9798 | 10.0465 | 10.1331 | 10.2125 | 10.7567 | 11.1068 | 11.7641 | 12.4021
Transport sector
Passenger transport activity (Gpkm) | 80.0991 | 84.2118 | 84.1574 | 85.9915 | 95.4614 | 103.5559 | 110.9531 | 118.7895 | 126.4745 | 133.1738 | 140.1476 | 0.49547 | 1.2683 | 1.5152 | 1.3179 | 1.0318
Public road transport | 18.732 | 17.845 | 16.461 | 17.1624 | 17.864 | 18.6307 | 19.4039 | 20.2125 | 21.0238 | 21.585 | 22.1488 | -1.2841 | 0.82127 | 0.8303 | 0.80506 | 0.52262
Private cars and motorcycles | 47.04 | 50.503 | 53.845 | 54.1622 | 60.3258 | 64.4824 | 68.2949 | 72.7243 | 76.8898 | 80.5283 | 84.4127 | 1.3603 | 1.143 | 1.2485 | 1.1924 | 0.93781
Rail | 12.263 | 12.204 | 10.181 | 10.627 | 12.3524 | 14.0082 | 15.226 | 16.5043 | 18.0115 | 19.419 | 20.7102 | -1.8434 | 1.9521 | 2.1135 | 1.6943 | 1.4059
Aviation | 2.0641 | 3.6598 | 3.6704 | 4.0398 | 4.9192 | 6.4346 | 8.0283 | 9.3483 | 10.5493 | 11.6415 | 12.8759 | 5.9251 | 2.9717 | 5.0202 | 2.7686 | 2.0129
Inland navigation | 0 | 0 | 0 | 0 | 0 | 0 | 0 | 0 | 0 | 0 | 0 | 0 | 0 | 0 | 0 | 0
Travel per person (km per capita) | 7836.222 | 8339.827 | 8403.7023 | 8724.9257 | 9745.9053 | 10632.4276 | 11471.9538 | 12381.5591 | 13294.5257 | 14117.5665 | 15003.689 | 0.70161 | 1.4928 | 1.6439 | 1.4854 | 1.2168
Freight transport activity (Gtkm) | 26.9166 | 34.768 | 33.7448 | 34.706 | 37.8081 | 41.5654 | 45.2241 | 48.3749 | 51.0727 | 53.3311 | 55.9687 | 2.2866 | 1.1434 | 1.8072 | 1.2236 | 0.91962
Trucks | 17.2256 | 23.568 | 22.5428 | 22.7168 | 24.4582 | 26.4889 | 28.5165 | 30.2663 | 31.7183 | 32.9118 | 34.2913 | 2.7267 | 0.81883 | 1.547 | 1.0698 | 0.78302
Rail | 8.8 | 9.09 | 8.809 | 9.5609 | 10.7409 | 12.2347 | 13.6339 | 14.8402 | 15.9337 | 16.8525 | 17.945 | 0.010223 | 2.0026 | 2.4137 | 1.571 | 1.1958
Inland navigation | 0.891 | 2.11 | 2.393 | 2.4283 | 2.6089 | 2.8419 | 3.0737 | 3.2684 | 3.4207 | 3.5668 | 3.7325 | 10.3841 | 0.8677 | 1.653 | 1.0753 | 0.87596
Freight activity per unit of GDP (tkm/000 Euro'13) | 324.4272 | 341.7139 | 335.4585 | 322.9091 | 322.7898 | 317.4963 | 311.8375 | 306.1639 | 302.3107 | 296.9976 | 291.0195 | 0.33493 | -0.38423 | -0.34459 | -0.30979 | -0.37993
Energy demand in transport (ktoe) | 3309.4 | 4307.8 | 4341.1044 | 3957.6643 | 4122.617 | 4218.6018 | 4352.3358 | 4521.0795 | 4633.9809 | 4702.7025 | 4822.3557 | 2.7508 | -0.51508 | 0.54372 | 0.62901 | 0.39926
Public road transport | 339.4353 | 360.9757 | 334.529 | 346.3989 | 354.5468 | 354.3602 | 352.5666 | 358.2249 | 365.5113 | 369.9152 | 375.287 | -0.14549 | 0.58286 | -0.055992 | 0.36123 | 0.26429
Private cars and motorcycles | 1804.8996 | 2190.6219 | 2207.8219 | 2034.7335 | 2071.9437 | 2072.3475 | 2088.7726 | 2133.6113 | 2170.224 | 2197.3041 | 2237.0099 | 2.0355 | -0.63318 | 0.080928 | 0.38327 | 0.30356
Trucks | 762.9283 | 1341.0024 | 1417.7533 | 1214.1944 | 1278.5956 | 1297.0106 | 1341.0057 | 1397.4133 | 1429.6746 | 1439.0493 | 1471.5171 | 6.3927 | -1.0278 | 0.47771 | 0.64232 | 0.28889
Rail | 171.3 | 153.6 | 150.3002 | 152.0832 | 170.3542 | 189.7528 | 203.3198 | 215.2249 | 224.833 | 230.1392 | 234.4017 | -1.2993 | 1.2603 | 1.7847 | 1.0108 | 0.41765
Aviation | 230.1 | 260.6 | 229.7 | 206.6503 | 243.316 | 300.9634 | 362.2179 | 411.9296 | 438.9079 | 461.3293 | 499.0236 | -0.017397 | 0.57753 | 4.0591 | 1.939 | 1.2919
Inland navigation | 0.73684 | 1 | 1 | 3.604 | 3.8607 | 4.1674 | 4.4531 | 4.6755 | 4.8302 | 4.9654 | 5.1164 | 3.1009 | 14.4633 | 1.4378 | 0.81627 | 0.57732
Efficiency indicator (activity related)
Passenger transport (toe/Mpkm) | 29.9496 | 32.9913 | 32.4825 | 29.6317 | 27.4397 | 25.7245 | 24.4921 | 23.5745 | 22.6174 | 21.795 | 21.162 | 0.81516 | -1.6729 | -1.13 | -0.79314 | -0.66293
Freight transport (toe/Mtkm) | 31.9488 | 41.1552 | 44.9 | 37.9163 | 36.7697 | 34.1868 | 32.6336 | 31.8411 | 30.889 | 29.792 | 29.0032 | 3.4616 | -1.9778 | -1.1862 | -0.54791 | -0.62795
| 0 | 0 | 0 | 0 | 0 | 0 | 0 | 0 | 0 | 0 | 0 | 0 | 0 | 0 | 0 | 0
Source: PRIMES

## industry
Hungary:Reference scenario(REF2015f) | [15 empty] | INDUSTRY
| 2000 | 2005 | 2010 | 2015 | 2020 | 2025 | 2030 | 2035 | 2040 | 2045 | 2050 | '00-'10 | '10-'20 | '20-'30 | '30-'40 | '40-'50
Annual % Change
Sectoral Value Added (in 000 MEuro'13) | 13.4359 | 17.4017 | 17.3657 | 18.7657 | 20.37 | 22.7858 | 25.0917 | 26.8175 | 28.2762 | 29.6109 | 31.4238 | 2.5989 | 1.6084 | 2.1066 | 1.202 | 1.0611
Iron and steel | 0.39602 | 0.48839 | 0.20048 | 0.20497 | 0.2358 | 0.27316 | 0.31402 | 0.34493 | 0.36918 | 0.39504 | 0.42886 | -6.5811 | 1.6362 | 2.9059 | 1.6316 | 1.5098
Non ferrous metals | 0.70949 | 0.74085 | 0.27331 | 0.27971 | 0.28683 | 0.30345 | 0.31425 | 0.31988 | 0.32372 | 0.32754 | 0.33132 | -9.0984 | 0.4841 | 0.91699 | 0.29726 | 0.23235
Chemicals | 1.653 | 2.0896 | 1.8527 | 1.9275 | 2.0426 | 2.2378 | 2.4356 | 2.6137 | 2.7486 | 2.8664 | 3.0052 | 1.1471 | 0.98022 | 1.7755 | 1.2163 | 0.8965
Non metallic minerals | 0.55766 | 0.68244 | 0.64855 | 0.68399 | 0.73634 | 0.82117 | 0.90141 | 0.96845 | 1.0232 | 1.0777 | 1.1364 | 1.5213 | 1.2777 | 2.0432 | 1.2754 | 1.0545
Paper and pulp | 0.43039 | 0.57648 | 0.57455 | 0.60667 | 0.65 | 0.71784 | 0.79837 | 0.86034 | 0.9117 | 0.95994 | 1.0187 | 2.931 | 1.2416 | 2.0773 | 1.3362 | 1.1155
Food, drink and tobacco | 2.8379 | 2.1075 | 2.0537 | 2.1723 | 2.3448 | 2.5976 | 2.8489 | 3.0659 | 3.2538 | 3.425 | 3.6489 | -3.1822 | 1.3343 | 1.9665 | 1.3378 | 1.1527
Engineering | 4.6847 | 8.1408 | 8.9712 | 10.0169 | 11.0145 | 12.5395 | 13.9473 | 14.9019 | 15.7494 | 16.5462 | 17.6955 | 6.7128 | 2.0732 | 2.3888 | 1.2226 | 1.1719
Textiles | 0.83439 | 0.56063 | 0.4347 | 0.40292 | 0.38588 | 0.36331 | 0.34048 | 0.31371 | 0.29004 | 0.2703 | 0.25174 | -6.3124 | -1.1842 | -1.2439 | -1.5906 | -1.4062
Other industries | 1.3323 | 2.0151 | 2.3566 | 2.4707 | 2.6732 | 2.932 | 3.1914 | 3.4287 | 3.6065 | 3.7428 | 3.9073 | 5.8684 | 1.2689 | 1.7875 | 1.2303 | 0.80411
Final Energy Demand (in ktoe) | 3512.5 | 3368.9 | 2889.8 | 3081.3078 | 3009.2301 | 3135.0983 | 3185.8132 | 2905.2736 | 2905.7677 | 2972.5075 | 3013.4379 | -1.9325 | 0.40579 | 0.57186 | -0.91588 | 0.3645
By sector
Iron and steel | 703.5 | 638.1 | 573.3 | 532.4229 | 473.4171 | 474.8478 | 455.2569 | 395.4852 | 418.0143 | 430.7392 | 440.7735 | -2.0258 | -1.8961 | -0.39039 | -0.84983 | 0.53156
Non ferrous metals | 245.5 | 236.4 | 167.3 | 152.6593 | 156.2033 | 149.6926 | 145.6093 | 138.4392 | 133.2101 | 129.6272 | 128.294 | -3.7625 | -0.68396 | -0.69985 | -0.88605 | -0.37532
Chemicals | 828.5 | 586.4 | 511 | 600.955 | 585.3189 | 601.6744 | 608.5289 | 541.4598 | 539.9958 | 542.8291 | 546.8154 | -4.7176 | 1.3671 | 0.38963 | -1.1877 | 0.12558
Non metallic minerals | 575.4 | 636.1 | 443.4 | 494.2415 | 483.1317 | 488.1928 | 475.0482 | 431.1051 | 426.8087 | 431.5707 | 415.7222 | -2.5723 | 0.86186 | -0.16859 | -1.0651 | -0.26284
Paper and pulp | 163.8 | 170.1 | 158.5 | 160.2308 | 158.088 | 177.6323 | 171.7516 | 153.3019 | 148.7066 | 149.4275 | 151.0903 | -0.32838 | -0.026027 | 0.83242 | -1.4304 | 0.15915
Food, drink and tobacco | 473.3 | 457.9 | 411.5 | 485.5141 | 450.1817 | 484.1914 | 535.4542 | 439.3831 | 437.6019 | 467.4049 | 481.139 | -1.3895 | 0.90247 | 1.7498 | -1.9978 | 0.95298
Engineering | 258.8 | 416.1 | 393.4 | 418.388 | 459.6631 | 497.9009 | 527.2461 | 539.2492 | 538.2689 | 558.9261 | 588.6679 | 4.2766 | 1.5688 | 1.3812 | 0.20712 | 0.89906
Textiles | 65.8 | 43.1 | 22.7 | 22.9113 | 21.247 | 19.3494 | 18.0571 | 16.5381 | 15.0839 | 14.0158 | 12.9269 | -10.0958 | -0.65929 | -1.6136 | -1.7831 | -1.5313
Other industries | 197.9 | 184.7 | 208.7 | 213.9849 | 221.9794 | 241.6167 | 248.8608 | 250.312 | 248.0775 | 247.9671 | 248.0089 | 0.53277 | 0.61877 | 1.1497 | -0.031519 | -0.0027677
By fuel
Solids | 403.9 | 431.1 | 328.4 | 372.2084 | 337.5456 | 366.8465 | 241.8526 | 149.2665 | 115.8569 | 83.7158 | 67.8771 | -2.0481 | 0.27506 | -3.2788 | -7.0954 | -5.2062
Oil | 267 | 240.7 | 140.7 | 174.4361 | 161.983 | 181.6185 | 142.0951 | 97.7956 | 75.6585 | 70.4831 | 66.7044 | -6.2053 | 1.4186 | -1.3014 | -6.1082 | -1.2517
Gas | 1508 | 1420.7 | 1161.7 | 1291.8714 | 1108.633 | 1001.6832 | 1097.3799 | 956.3801 | 967.2835 | 988.6324 | 1007.8642 | -2.5753 | -0.46648 | -0.10197 | -1.254 | 0.41182
Electricity | 756.5 | 797.1 | 841.4 | 864.0168 | 897.8141 | 958.8454 | 964.0857 | 973.9025 | 989.7596 | 1020.2408 | 1052.5214 | 1.0693 | 0.65107 | 0.71471 | 0.26316 | 0.61671
Heat (distributed CHP) (A) | 516.9 | 376.5 | 300.6 | 276.2441 | 296.2031 | 328.8898 | 360.5772 | 309.9182 | 322.2424 | 373.1515 | 383.4486 | -5.2764 | -0.14724 | 1.9861 | -1.1177 | 1.7542
Other (Biomass, waste, hydrogen etc.) | 60.2 | 102.8 | 117 | 102.531 | 207.0512 | 297.215 | 379.8227 | 418.0107 | 434.9668 | 436.2838 | 435.0222 | 6.8708 | 5.874 | 6.2552 | 1.3649 | 0.0012729
Fuel use as raw material (in ktoe) | 1587 | 2168.9 | 1974.2 | 2274.8603 | 2502.3757 | 2819.9159 | 3165.064 | 3412.4455 | 3556.9565 | 3669.7427 | 3788.4203 | 2.2072 | 2.3991 | 2.3771 | 1.1742 | 0.63243
By sector
Petrochemical industry | 1374.6 | 1812.8 | 1725.2 | 2144.4028 | 2357.8515 | 2662.2864 | 2997.1347 | 3233.2692 | 3365.1828 | 3464.0092 | 3566.0246 | 2.2978 | 3.1734 | 2.4281 | 1.165 | 0.58137
Other non energy uses | 212.4 | 356.1 | 249 | 130.4575 | 144.5242 | 157.6295 | 167.9294 | 179.1764 | 191.7737 | 205.7335 | 222.3957 | 1.6025 | -5.2947 | 1.5123 | 1.3366 | 1.4924
By fuel
Solids | 0 | 0 | 0 | 0 | 0 | 0 | 0 | 0 | 0 | 0 | 0 | 0 | 0 | 0 | 0 | 0
Oil | 1260.5 | 1809.3 | 1612.4 | 1672.716 | 1840.2832 | 2072.3997 | 2323.6367 | 2504.7473 | 2612.1656 | 2697.1118 | 2787.0257 | 2.4927 | 1.3307 | 2.3595 | 1.1773 | 0.65006
Gas | 326.5 | 359.6 | 361.8 | 602.1443 | 662.0925 | 747.5162 | 841.4273 | 907.6983 | 944.791 | 972.6309 | 1001.3946 | 1.0319 | 6.2295 | 2.4259 | 1.1654 | 0.58355
Energy intensity (toe/MEuro'13) | 261.4273 | 193.5955 | 166.4081 | 164.1991 | 147.7287 | 137.5898 | 126.9669 | 108.3352 | 102.7639 | 100.3857 | 95.8967 | -4.4166 | -1.1836 | -1.5031 | -2.0927 | -0.68924
Iron and steel | 1776.4227 | 1306.5501 | 2859.6735 | 2597.5182 | 2007.6793 | 1738.3401 | 1449.7924 | 1146.5731 | 1132.2752 | 1090.3657 | 1027.7716 | 4.8762 | -3.4754 | -3.2032 | -2.4416 | -0.96369
Non ferrous metals | 346.0249 | 319.0909 | 612.1216 | 545.7782 | 544.576 | 493.3044 | 463.3559 | 432.7856 | 411.5019 | 395.7553 | 387.2237 | 5.87 | -1.1624 | -1.6021 | -1.1798 | -0.60626
Chemicals | 501.2074 | 280.6293 | 275.8105 | 311.7794 | 286.5624 | 268.8695 | 249.8486 | 207.1623 | 196.4628 | 189.3786 | 181.9573 | -5.7982 | 0.38316 | -1.3617 | -2.3752 | -0.76408
Non metallic minerals | 1031.8159 | 932.1002 | 683.6826 | 722.5856 | 656.1246 | 594.5076 | 527.0084 | 445.1498 | 417.1308 | 400.4661 | 365.8366 | -4.0323 | -0.41058 | -2.1675 | -2.311 | -1.3036
Paper and pulp | 380.5831 | 295.0651 | 275.8698 | 264.1142 | 243.2114 | 247.4552 | 215.1266 | 178.187 | 163.1085 | 155.664 | 148.3215 | -3.1665 | -1.2521 | -1.2195 | -2.7302 | -0.94583
Food, drink and tobacco | 166.7811 | 217.2751 | 200.3687 | 223.4991 | 191.9928 | 186.4018 | 187.9516 | 143.3151 | 134.4889 | 136.4674 | 131.8574 | 1.8517 | -0.4261 | -0.21251 | -3.2916 | -0.19741
Engineering | 55.2435 | 51.1132 | 43.8516 | 41.7682 | 41.7324 | 39.7065 | 37.8028 | 36.1865 | 34.1772 | 33.7798 | 33.2666 | -2.2829 | -0.49412 | -0.98406 | -1.0032 | -0.26967
Textiles | 78.8601 | 76.8776 | 52.2201 | 56.8639 | 55.0615 | 53.2595 | 53.0345 | 52.7171 | 52.0065 | 51.8525 | 51.3501 | -4.0383 | 0.53124 | -0.37438 | -0.19555 | -0.12693
Other industries | 148.5354 | 91.6562 | 88.5612 | 86.6097 | 83.0375 | 82.4066 | 77.9781 | 73.0058 | 68.7856 | 66.2518 | 63.4738 | -5.0399 | -0.64194 | -0.62667 | -1.2465 | -0.80044
CO2 EMISSIONS (in kt CO2) | 6760.2286 | 6727.4013 | 5323.4511 | 5768.1267 | 5023.0799 | 4734.3759 | 4226.6138 | 3303.0741 | 3088.6 | 2954.6106 | 2911.2291 | -2.361 | -0.5791 | -1.7116 | -3.0881 | -0.58968
Iron and steel | 2798.8851 | 2570.3157 | 2422.4974 | 2273.5761 | 1872.4141 | 1591.9992 | 1214.9266 | 849.8629 | 752.2733 | 644.3157 | 607.5932 | -1.4338 | -2.5428 | -4.2332 | -4.6803 | -2.1133
Non ferrous metals | 251.7802 | 234.1708 | 189.3096 | 172.2256 | 172.005 | 124.5959 | 109.5344 | 84.9707 | 70.3517 | 64.3554 | 53.8852 | -2.8114 | -0.95403 | -4.4125 | -4.3307 | -2.6313
Chemicals | 705.6919 | 543.4356 | 372.914 | 355.0226 | 288.2948 | 284.792 | 257.3565 | 192.5769 | 190.5337 | 182.8602 | 185.4239 | -6.1792 | -2.5408 | -1.1288 | -2.9616 | -0.27147
Non metallic minerals | 1353.5223 | 1600.4044 | 910.6879 | 1072.3456 | 1022.7944 | 1022.7492 | 885.4616 | 706.9678 | 662.5672 | 682.4191 | 658.5102 | -3.8852 | 1.1677 | -1.4315 | -2.8582 | -0.0614
Paper and pulp | 170.0795 | 168.188 | 158.8181 | 154.363 | 98.4702 | 133.5102 | 130.9375 | 96.6081 | 85.1688 | 88.3938 | 91.8295 | -0.68273 | -4.6676 | 2.8906 | -4.2097 | 0.75583
Food, drink and tobacco | 808.6402 | 754.0837 | 584.0502 | 835.0285 | 701.574 | 618.7507 | 654.9851 | 449.9229 | 413.5191 | 360.5402 | 348.3158 | -3.2013 | 1.8503 | -0.68478 | -4.4949 | -1.7013
Engineering | 404.9839 | 539.7714 | 392.96 | 628.4903 | 663.776 | 675.8951 | 719.0734 | 698.4575 | 652.7678 | 673.742 | 710.4278 | -0.30094 | 5.3822 | 0.8034 | -0.96275 | 0.85005
Textiles | 62.5192 | 54.726 | 23.9573 | 13.8593 | 12.2014 | 8.6342 | 7.5299 | 5.801 | 3.792 | 3.6712 | 3.0402 | -9.1463 | -6.5246 | -4.712 | -6.6298 | -2.1855
Other industries | 204.1264 | 262.3056 | 268.2566 | 263.2156 | 191.5499 | 273.4494 | 246.8087 | 217.9062 | 257.6264 | 254.313 | 252.2032 | 2.7697 | -3.3119 | 2.567 | 0.42989 | -0.21253
Carbon intensity (in t CO2/toe) | 1.9246 | 1.9969 | 1.8422 | 1.872 | 1.6692 | 1.5101 | 1.3267 | 1.1369 | 1.0629 | 0.99398 | 0.96608 | -0.43698 | -0.98091 | -2.2705 | -2.1923 | -0.95072
Iron and steel | 3.9785 | 4.0281 | 4.2255 | 4.2702 | 3.9551 | 3.3527 | 2.6687 | 2.1489 | 1.7996 | 1.4958 | 1.3785 | 0.60418 | -0.6592 | -3.8579 | -3.8633 | -2.6309
Non ferrous metals | 1.0256 | 0.99057 | 1.1316 | 1.1282 | 1.1012 | 0.83235 | 0.75225 | 0.61378 | 0.52813 | 0.49647 | 0.42001 | 0.98821 | -0.27193 | -3.7388 | -3.4755 | -2.2644
Chemicals | 0.85177 | 0.92673 | 0.72977 | 0.59076 | 0.49254 | 0.47333 | 0.42292 | 0.35566 | 0.35284 | 0.33687 | 0.3391 | -1.534 | -3.8552 | -1.5125 | -1.7952 | -0.39655
Non metallic minerals | 2.3523 | 2.516 | 2.0539 | 2.1697 | 2.117 | 2.095 | 1.8639 | 1.6399 | 1.5524 | 1.5812 | 1.584 | -1.3476 | 0.30323 | -1.265 | -1.8124 | 0.20197
Paper and pulp | 1.0383 | 0.98876 | 1.002 | 0.96338 | 0.62288 | 0.75161 | 0.76237 | 0.63018 | 0.57273 | 0.59155 | 0.60778 | -0.35552 | -4.6428 | 2.0412 | -2.8196 | 0.59573
Food, drink and tobacco | 1.7085 | 1.6468 | 1.4193 | 1.7199 | 1.5584 | 1.2779 | 1.2232 | 1.024 | 0.94497 | 0.77137 | 0.72394 | -1.8374 | 0.93936 | -2.3927 | -2.548 | -2.6292
Engineering | 1.5649 | 1.2972 | 0.99888 | 1.5022 | 1.444 | 1.3575 | 1.3638 | 1.2952 | 1.2127 | 1.2054 | 1.2068 | -4.3898 | 3.7545 | -0.56992 | -1.1675 | -0.048569
Textiles | 0.95014 | 1.2697 | 1.0554 | 0.60491 | 0.57427 | 0.44623 | 0.41701 | 0.35077 | 0.2514 | 0.26193 | 0.23519 | 1.0561 | -5.9042 | -3.1493 | -4.9347 | -0.66435
Other industries | 1.0315 | 1.4202 | 1.2854 | 1.2301 | 0.86292 | 1.1317 | 0.99175 | 0.87054 | 1.0385 | 1.0256 | 1.0169 | 2.2251 | -3.9065 | 1.4013 | 0.46155 | -0.20977
| 0 | 0 | 0 | 0 | 0 | 0 | 0 | 0 | 0 | 0 | 0 | 0 | 0 | 0 | 0 | 0
Source: PRIMES

## domestic
Hungary:Reference scenario(REF2015f) | [15 empty] | RESIDENTIAL, SERVICES AND AGRICULTURE
| 2000 | 2005 | 2010 | 2015 | 2020 | 2025 | 2030 | 2035 | 2040 | 2045 | 2050 | '00-'10 | '10-'20 | '20-'30 | '30-'40 | '40-'50
Annual % Change
RESIDENTIAL SECTOR
Key indicators
Private Consumption (in Euro'13/capita) | 4425.3101 | 5720.0622 | 5332.0592 | 5614.953 | 6118.2362 | 6865.2293 | 7657.1633 | 8421.2327 | 9101.832 | 9785.7345 | 10623.2268 | 1.8815 | 1.3849 | 2.269 | 1.7434 | 1.5577
Population (mio) | 10.2216 | 10.0975 | 10.0143 | 9.8558 | 9.795 | 9.7396 | 9.6717 | 9.5941 | 9.5133 | 9.4332 | 9.3409 | -0.2047 | -0.22118 | -0.12664 | -0.165 | -0.18272
Number of households (mio) | 4.0887 | 3.8743 | 3.8187 | 3.8105 | 3.7919 | 3.7774 | 3.758 | 3.7341 | 3.708 | 3.6819 | 3.6518 | -0.68075 | -0.070381 | -0.089868 | -0.1338 | -0.15254
Households size (inhabitants/household) | 2.5 | 2.6063 | 2.6224 | 2.5865 | 2.5831 | 2.5784 | 2.5736 | 2.5693 | 2.5656 | 2.5621 | 2.5579 | 0.47931 | -0.1509 | -0.036806 | -0.031246 | -0.030226
Final Energy Demand (in ktoe) | 5603.2 | 6463.7 | 5740.4 | 5252.6111 | 5241.9527 | 5052.8049 | 5062.0951 | 5028.0706 | 5056.8977 | 5112.1388 | 5189.256 | 0.2422 | -0.90424 | -0.34853 | -0.010272 | 0.25871
By end use
Heating and cooling (incl. cooking) | 5088.5373 | 5791.3604 | 5039.4365 | 4601.5631 | 4570.7149 | 4311.2384 | 4289.3825 | 4193.4255 | 4162.1869 | 4146.2269 | 4167.9176 | -0.096914 | -0.9715 | -0.63325 | -0.30057 | 0.01376
Electric appliances and lighting | 514.6627 | 672.3396 | 700.9635 | 651.1551 | 671.2378 | 741.5665 | 772.7125 | 834.6452 | 894.7108 | 965.9119 | 1021.3384 | 3.1377 | -0.43239 | 1.4178 | 1.4767 | 1.3325
By fuel
Solids | 205.9 | 247.5 | 149.4 | 126.79 | 30.2726 | 32.8234 | 38.3209 | 29.6682 | 21.3329 | 11.8808 | 6.613 | -3.1567 | -14.7548 | 2.3855 | -5.6892 | -11.0523
Oil | 309 | 188.3 | 134.7 | 58.9442 | 55.8765 | 50.5282 | 48.2509 | 47.291 | 45.8873 | 43.7005 | 41.0287 | -7.9676 | -8.4231 | -1.4566 | -0.50099 | -1.1129
Gas | 3025.3 | 3928.2 | 3259.8 | 2806.8585 | 2863.1733 | 2815.123 | 2824.1526 | 2762.5668 | 2739.5136 | 2734.3765 | 2780.5851 | 0.74935 | -1.289 | -0.13713 | -0.30382 | 0.14892
Electricity | 842 | 955.7 | 963.2 | 960.4403 | 955.4751 | 1020.3415 | 1050.3929 | 1110.6068 | 1179.3771 | 1263.1572 | 1315.7688 | 1.3539 | -0.080492 | 0.95161 | 1.165 | 1.1004
Heat | 667.8 | 703.2 | 569.7 | 545.9366 | 546.6474 | 443.8696 | 493.6503 | 478.0328 | 479.0561 | 482.3737 | 487.0287 | -1.5762 | -0.41221 | -1.0146 | -0.29965 | 0.16519
Other | 553.2 | 440.8 | 663.6 | 753.6415 | 790.5079 | 690.1193 | 607.3275 | 599.9049 | 591.7306 | 576.6501 | 558.2316 | 1.8363 | 1.7654 | -2.6016 | -0.25983 | -0.58108
Energy intensity
Household income related (toe/MEuro'13) | 123.8716 | 111.9089 | 107.5042 | 94.9151 | 87.4705 | 75.5675 | 68.3534 | 62.2333 | 58.4017 | 55.3796 | 52.2951 | -1.4072 | -2.0412 | -2.4359 | -1.5612 | -1.0983
Population related (toe/capita) | 0.54817 | 0.64013 | 0.57322 | 0.53294 | 0.53516 | 0.51879 | 0.52339 | 0.52408 | 0.53156 | 0.54193 | 0.55554 | 0.44782 | -0.68457 | -0.22217 | 0.15498 | 0.44223
CO2 EMISSIONS (in kt CO2) | 8788.8399 | 10744.8298 | 8633.1321 | 7275.4297 | 6997.0775 | 6880.6096 | 6918.4513 | 6735.5921 | 6643.3824 | 6586.5955 | 6666.3743 | -0.17859 | -2.0792 | -0.11294 | -0.40489 | 0.034555
Carbon intensity
Household income related (t CO2/MEuro'13) | 194.2974 | 186.0299 | 161.6783 | 131.4676 | 116.7576 | 102.9033 | 93.4198 | 83.3676 | 76.7238 | 71.3524 | 67.1809 | -1.821 | -3.2027 | -2.2053 | -1.9497 | -1.3195
Population related (t CO2 per capita) | 0.85983 | 1.0641 | 0.86208 | 0.73818 | 0.71435 | 0.70645 | 0.71533 | 0.70206 | 0.69833 | 0.69824 | 0.71368 | 0.02616 | -1.8622 | 0.013716 | -0.24028 | 0.21767
Fuel consumption related (t CO2 per toe) | 1.5685 | 1.6623 | 1.5039 | 1.3851 | 1.3348 | 1.3617 | 1.3667 | 1.3396 | 1.3137 | 1.2884 | 1.2846 | -0.41978 | -1.1857 | 0.23641 | -0.39465 | -0.22357
SERVICES AND AGRICULTURE SECTOR
SECTORAL VALUE ADDED (in 000 MEuro'13) | 50.0637 | 61.0263 | 60.0827 | 64.5252 | 70.5081 | 78.9546 | 87.8298 | 96.4028 | 103.6416 | 110.7345 | 119.0115 | 1.841 | 1.6129 | 2.221 | 1.6692 | 1.3924
Services | 47.2688 | 57.1333 | 57.0214 | 61.3396 | 67.1633 | 75.3726 | 84.0178 | 92.4934 | 99.6516 | 106.6506 | 114.8163 | 1.8935 | 1.6505 | 2.2643 | 1.7212 | 1.4266
Market services | 26.9636 | 32.0935 | 33.3275 | 36.049 | 39.5049 | 44.4193 | 49.7608 | 55.0632 | 59.6979 | 64.2692 | 69.3899 | 2.1416 | 1.715 | 2.3349 | 1.8374 | 1.5158
Non market services | 13.8943 | 15.595 | 15.1628 | 15.9151 | 17.2105 | 18.8825 | 20.2819 | 21.6871 | 22.6839 | 23.6652 | 24.9707 | 0.87752 | 1.2748 | 1.6556 | 1.1255 | 0.96513
Trade | 6.4916 | 9.4631 | 8.5311 | 9.3755 | 10.4478 | 12.0707 | 13.9751 | 15.7431 | 17.2699 | 18.7162 | 20.4557 | 2.7698 | 2.0474 | 2.9516 | 2.1394 | 1.7074
Agriculture | 2.7948 | 3.893 | 3.0613 | 3.1856 | 3.3448 | 3.582 | 3.812 | 3.9094 | 3.9899 | 4.0839 | 4.1952 | 0.91473 | 0.88967 | 1.3159 | 0.45731 | 0.50304
Final Energy Demand (in ktoe) | 3712.3 | 4072.4 | 3624.6 | 3565.6907 | 3718.3367 | 3540.694 | 3372.1608 | 3329.9112 | 3313.9368 | 3291.3006 | 3328.8065 | -0.23879 | 0.25565 | -0.97247 | -0.17402 | 0.04478
By sector
Services | 3041.8 | 3510.7 | 3135.3 | 3078.9698 | 3223.5442 | 3028.4718 | 2841.2465 | 2799.1697 | 2787.3738 | 2760.1494 | 2790.3492 | 0.30321 | 0.27795 | -1.2545 | -0.19125 | 0.01067
Agriculture | 670.5 | 561.7 | 489.3 | 486.7209 | 494.7925 | 512.2222 | 530.9143 | 530.7415 | 526.5631 | 531.1512 | 538.4573 | -3.1014 | 0.11169 | 0.70711 | -0.082261 | 0.22362
By end use
Heating and cooling | 2929.305 | 3373.2065 | 2938.8355 | 2898.2116 | 3001.6783 | 2795.7086 | 2648.3684 | 2596.4116 | 2564.3402 | 2518.8359 | 2522.3147 | 0.032487 | 0.21181 | -1.2445 | -0.32191 | -0.16511
Electric appliances and lighting | 331.704 | 380.5485 | 339.0015 | 311.386 | 357.6973 | 375.44 | 341.4123 | 354.225 | 378.5307 | 402.2283 | 435.3891 | 0.21785 | 0.53827 | -0.46488 | 1.0374 | 1.4093
Agriculture specific uses | 451.291 | 318.645 | 346.763 | 356.3677 | 358.9611 | 369.5454 | 382.3801 | 379.2747 | 371.0659 | 370.2364 | 371.1028 | -2.6003 | 0.34632 | 0.63401 | -0.2999 | 0.00099347
By fuel
Solids | 53.5 | 6.6 | 3.1 | 2.1667 | 0.20278 | 0.02337 | 0.0069358 | 0.0049605 | 0.0045121 | 0.0041769 | 0.0040286 | -24.7856 | -23.8682 | -28.6478 | -4.2081 | -1.127
Oil | 421.7 | 266.5 | 293.1 | 352.762 | 313.4153 | 290.2966 | 295.3068 | 277.0771 | 243.4714 | 240.8021 | 239.9359 | -3.5724 | 0.6724 | -0.59338 | -1.9116 | -0.14617
Gas | 1968.4 | 2500.7 | 1838.6 | 1731.566 | 1801.2766 | 1591.0545 | 1432.649 | 1367.2682 | 1268.5757 | 1160.5064 | 1144.9529 | -0.67984 | -0.20488 | -2.2637 | -1.2089 | -1.0201
Electricity | 845.6 | 933.4 | 1041.7 | 1053.6702 | 1118.1804 | 1171.5747 | 1191.3973 | 1231.1752 | 1323.3506 | 1422.6581 | 1461.9541 | 2.1075 | 0.711 | 0.63626 | 1.0559 | 1.001
Heat | 262.2 | 228.6 | 219.5 | 163.0333 | 165.6348 | 154.3732 | 161.5938 | 160.8073 | 161.4655 | 161.7565 | 163.3633 | -1.7618 | -2.7764 | -0.24669 | -0.0079464 | 0.11692
Other | 160.9 | 136.6 | 228.6 | 262.4924 | 319.6268 | 333.3716 | 291.207 | 293.5785 | 317.0692 | 305.5732 | 318.5963 | 3.5743 | 3.4086 | -0.92687 | 0.85448 | 0.04806
Energy intensity
Value added related (toe/MEuro'13) | 74.1516 | 66.7318 | 60.3269 | 55.2604 | 52.7363 | 44.8447 | 38.3943 | 34.5417 | 31.975 | 29.7224 | 27.9705 | -2.0422 | -1.3357 | -3.1241 | -1.8129 | -1.3291
Services | 64.3511 | 61.4475 | 54.9846 | 50.1954 | 47.9956 | 40.18 | 33.8172 | 30.2635 | 27.9712 | 25.8803 | 24.3027 | -1.5607 | -1.3502 | -3.4408 | -1.88 | -1.396
Agriculture | 239.9056 | 144.283 | 159.8348 | 152.7894 | 147.9286 | 142.9977 | 139.2763 | 135.7613 | 131.9738 | 130.0583 | 128.3502 | -3.9797 | -0.77112 | -0.60089 | -0.53712 | -0.27802
Population related (toe/capita) | 0.36318 | 0.40331 | 0.36194 | 0.36178 | 0.37961 | 0.36353 | 0.34866 | 0.34708 | 0.34835 | 0.34891 | 0.35637 | -0.034161 | 0.47788 | -0.8469 | -0.0090316 | 0.22791
Services | 0.29758 | 0.34768 | 0.31308 | 0.3124 | 0.3291 | 0.31094 | 0.29377 | 0.29176 | 0.293 | 0.2926 | 0.29872 | 0.50895 | 0.50023 | -1.1292 | -0.02629 | 0.19374
Agriculture | 0.065596 | 0.055627 | 0.04886 | 0.049384 | 0.050515 | 0.052592 | 0.054894 | 0.05532 | 0.05535 | 0.056307 | 0.057645 | -2.9026 | 0.3336 | 0.83481 | 0.082876 | 0.40708
CO2 EMISSIONS (in kt CO2) | 6132.8202 | 6710.5012 | 5225.7429 | 5155.4587 | 5190.1594 | 4619.356 | 4256.6928 | 4043.8129 | 3701.5125 | 3439.8796 | 3400.6671 | -1.5878 | -0.068302 | -1.9632 | -1.3878 | -0.84412
Services | 4510.9562 | 5464.1767 | 4096.566 | 4006.0257 | 4090.2808 | 3536.0926 | 3128.9757 | 2962.1353 | 2713.2417 | 2448.1877 | 2397.6374 | -0.95897 | -0.015353 | -2.6435 | -1.4155 | -1.229
Agriculture | 1621.8639 | 1246.3245 | 1129.1769 | 1149.433 | 1099.8786 | 1083.2634 | 1127.7171 | 1081.6776 | 988.2707 | 991.6919 | 1003.0296 | -3.5561 | -0.26255 | 0.25027 | -1.3113 | 0.14835
Carbon intensity
Value added related (t CO2/MEuro'13) | 122.5005 | 109.9607 | 86.9758 | 79.8984 | 73.6108 | 58.5065 | 48.4653 | 41.9471 | 35.7146 | 31.0642 | 28.5743 | -3.3669 | -1.6545 | -4.0933 | -3.0068 | -2.2058
Services | 95.432 | 95.6391 | 71.8426 | 65.3089 | 60.9006 | 46.9148 | 37.2418 | 32.0254 | 27.2273 | 22.9552 | 20.8824 | -2.7994 | -1.6388 | -4.7991 | -3.0836 | -2.6182
Agriculture | 580.3045 | 320.1415 | 368.857 | 360.8253 | 328.8317 | 302.416 | 295.8373 | 276.6884 | 247.6927 | 242.8269 | 239.0887 | -4.4303 | -1.1421 | -1.0518 | -1.7605 | -0.35292
Population related (t CO2 per capita) | 0.59998 | 0.66457 | 0.52183 | 0.52309 | 0.52988 | 0.47428 | 0.44012 | 0.42149 | 0.38909 | 0.36466 | 0.36406 | -1.386 | 0.15321 | -1.8389 | -1.2248 | -0.66261
Services | 0.44131 | 0.54114 | 0.40907 | 0.40646 | 0.41759 | 0.36306 | 0.32352 | 0.30875 | 0.28521 | 0.25953 | 0.25668 | -0.75582 | 0.20628 | -2.5201 | -1.2526 | -1.0482
Agriculture | 0.15867 | 0.12343 | 0.11276 | 0.11662 | 0.11229 | 0.11122 | 0.1166 | 0.11274 | 0.10388 | 0.10513 | 0.10738 | -3.3583 | -0.041462 | 0.37739 | -1.1482 | 0.33167
Fuel consumption related (t CO2 per toe) | 1.652 | 1.6478 | 1.4417 | 1.4459 | 1.3958 | 1.3046 | 1.2623 | 1.2144 | 1.117 | 1.0451 | 1.0216 | -1.3523 | -0.32313 | -1.0005 | -1.2159 | -0.8885
Services | 1.483 | 1.5564 | 1.3066 | 1.3011 | 1.2689 | 1.1676 | 1.1013 | 1.0582 | 0.9734 | 0.88698 | 0.85926 | -1.2584 | -0.29249 | -1.4067 | -1.2266 | -1.2395
Agriculture | 2.4189 | 2.2188 | 2.3077 | 2.3616 | 2.2229 | 2.1148 | 2.1241 | 2.038 | 1.8768 | 1.8671 | 1.8628 | -0.46929 | -0.37382 | -0.45363 | -1.23 | -0.075107
| 0 | 0 | 0 | 0 | 0 | 0 | 0 | 0 | 0 | 0 | 0 | 0 | 0 | 0 | 0 | 0
Source: PRIMES

## transport
Hungary:Reference scenario(REF2015f) | [15 empty] | TRANSPORT SECTOR
| 2000 | 2005 | 2010 | 2015 | 2020 | 2025 | 2030 | 2035 | 2040 | 2045 | 2050 | '00-'10 | '10-'20 | '20-'30 | '30-'40 | '40-'50
Annual % Change
Transport activity
Passenger transport activity (Gpkm) | 80.0991 | 84.2118 | 84.1574 | 85.9915 | 95.4614 | 103.5559 | 110.9531 | 118.7895 | 126.4745 | 133.1738 | 140.1476 | 0.49547 | 1.2683 | 1.5152 | 1.3179 | 1.0318
Public road transport | 18.732 | 17.845 | 16.461 | 17.1624 | 17.864 | 18.6307 | 19.4039 | 20.2125 | 21.0238 | 21.585 | 22.1488 | -1.2841 | 0.82127 | 0.8303 | 0.80506 | 0.52262
Private cars(1) | 46.18 | 49.403 | 52.595 | 52.8421 | 58.9356 | 62.9863 | 66.6932 | 70.9977 | 75.0383 | 78.5715 | 82.3506 | 1.3092 | 1.1447 | 1.2442 | 1.1859 | 0.93421
Motorcycles | 0.86 | 1.1 | 1.25 | 1.3201 | 1.3902 | 1.4961 | 1.6018 | 1.7266 | 1.8515 | 1.9568 | 2.0621 | 3.8105 | 1.0688 | 1.4266 | 1.4596 | 1.0831
Rail | 12.263 | 12.204 | 10.181 | 10.627 | 12.3524 | 14.0082 | 15.226 | 16.5043 | 18.0115 | 19.419 | 20.7102 | -1.8434 | 1.9521 | 2.1135 | 1.6943 | 1.4059
Aviation(2) | 2.0641 | 3.6598 | 3.6704 | 4.0398 | 4.9192 | 6.4346 | 8.0283 | 9.3483 | 10.5493 | 11.6415 | 12.8759 | 5.9251 | 2.9717 | 5.0202 | 2.7686 | 2.0129
Inland navigation | 0 | 0 | 0 | 0 | 0 | 0 | 0 | 0 | 0 | 0 | 0 | 0 | 0 | 0 | 0 | 0
Freight transport activity (Gtkm) | 26.9166 | 34.768 | 33.7448 | 34.706 | 37.8081 | 41.5654 | 45.2241 | 48.3749 | 51.0727 | 53.3311 | 55.9687 | 2.2866 | 1.1434 | 1.8072 | 1.2236 | 0.91962
Trucks(1) | 17.2256 | 23.568 | 22.5428 | 22.7168 | 24.4582 | 26.4889 | 28.5165 | 30.2663 | 31.7183 | 32.9118 | 34.2913 | 2.7267 | 0.81883 | 1.547 | 1.0698 | 0.78302
Rail | 8.8 | 9.09 | 8.809 | 9.5609 | 10.7409 | 12.2347 | 13.6339 | 14.8402 | 15.9337 | 16.8525 | 17.945 | 0.010223 | 2.0026 | 2.4137 | 1.571 | 1.1958
Inland navigation | 0.891 | 2.11 | 2.393 | 2.4283 | 2.6089 | 2.8419 | 3.0737 | 3.2684 | 3.4207 | 3.5668 | 3.7325 | 10.3841 | 0.8677 | 1.653 | 1.0753 | 0.87596
Detailed Results
Activity indicators
Travel per person (km per capita) | 7836.222 | 8339.827 | 8403.7023 | 8724.9257 | 9745.9053 | 10632.4276 | 11471.9538 | 12381.5591 | 13294.5257 | 14117.5665 | 15003.689 | 0.70161 | 1.4928 | 1.6439 | 1.4854 | 1.2168
Freight activity per unit of GDP (tkm/000 Euro'13) | 324.4272 | 341.7139 | 335.4585 | 322.9091 | 322.7898 | 317.4963 | 311.8375 | 306.1639 | 302.3107 | 296.9976 | 291.0195 | 0.33493 | -0.38423 | -0.34459 | -0.30979 | -0.37993
Final Energy Demand (in ktoe) | 3309.4 | 4307.8 | 4341.1044 | 3957.6643 | 4122.617 | 4218.6018 | 4352.3358 | 4521.0795 | 4633.9809 | 4702.7025 | 4822.3557 | 2.7508 | -0.51508 | 0.54372 | 0.62901 | 0.39926
By transport mean
Road transport | 2907.2632 | 3892.6 | 3960.1042 | 3595.3268 | 3705.0861 | 3723.7183 | 3782.3449 | 3889.2496 | 3965.4099 | 4006.2686 | 4083.814 | 3.1388 | -0.66343 | 0.20659 | 0.47377 | 0.29465
Public road transport | 339.4353 | 360.9757 | 334.529 | 346.3989 | 354.5468 | 354.3602 | 352.5666 | 358.2249 | 365.5113 | 369.9152 | 375.287 | -0.14549 | 0.58286 | -0.055992 | 0.36123 | 0.26429
Motorcycles | 23.9453 | 32.7402 | 33.9547 | 34.9082 | 36.0188 | 37.8066 | 39.4679 | 41.2003 | 43.5091 | 45.3276 | 47.164 | 3.5542 | 0.5919 | 0.91865 | 0.9796 | 0.80986
Private cars | 1780.9542 | 2157.8817 | 2173.8672 | 1999.8253 | 2035.9249 | 2034.5409 | 2049.3048 | 2092.411 | 2126.7149 | 2151.9765 | 2189.8459 | 2.0136 | -0.65343 | 0.065525 | 0.37147 | 0.29296
Trucks | 762.9283 | 1341.0024 | 1417.7533 | 1214.1944 | 1278.5956 | 1297.0106 | 1341.0057 | 1397.4133 | 1429.6746 | 1439.0493 | 1471.5171 | 6.3927 | -1.0278 | 0.47771 | 0.64232 | 0.28889
Rail | 171.3 | 153.6 | 150.3002 | 152.0832 | 170.3542 | 189.7528 | 203.3198 | 215.2249 | 224.833 | 230.1392 | 234.4017 | -1.2993 | 1.2603 | 1.7847 | 1.0108 | 0.41765
Aviation | 230.1 | 260.6 | 229.7 | 206.6503 | 243.316 | 300.9634 | 362.2179 | 411.9296 | 438.9079 | 461.3293 | 499.0236 | -0.017397 | 0.57753 | 4.0591 | 1.939 | 1.2919
Inland navigation | 0.73684 | 1 | 1 | 3.604 | 3.8607 | 4.1674 | 4.4531 | 4.6755 | 4.8302 | 4.9654 | 5.1164 | 3.1009 | 14.4633 | 1.4378 | 0.81627 | 0.57732
By transport activity
Passenger transport | 2449.4474 | 2876.9169 | 2825.9594 | 2641.74 | 2732.4269 | 2797.6105 | 2876.5107 | 2980.7708 | 3056.3955 | 3113.8616 | 3199.0836 | 1.4401 | -0.33601 | 0.5152 | 0.60843 | 0.45732
Freight transport | 859.9526 | 1430.8831 | 1515.145 | 1315.9242 | 1390.1901 | 1420.9914 | 1475.8251 | 1540.3087 | 1577.5855 | 1588.8409 | 1623.2721 | 5.8274 | -0.85701 | 0.59956 | 0.66901 | 0.28589
By fuel
Solids | 0 | 0 | 0 | 0 | 0 | 0 | 0 | 0 | 0 | 0 | 0 | 0 | 0 | 0 | 0 | 0
Oil | 3220.4 | 4210.9 | 4244.6066 | 3857.2263 | 3999.6949 | 4068.2627 | 4173.0867 | 4311.5281 | 4397.548 | 4444.5487 | 4547.2784 | 2.7999 | -0.59255 | 0.42528 | 0.52529 | 0.33538
Liquified petroleum gas | 0 | 32.6 | 29.2 | 28.586 | 21.2552 | 17.3579 | 23.3497 | 27.4673 | 29.4812 | 29.1065 | 26.9535 | 0 | -3.1258 | 0.94427 | 2.3591 | -0.89237
Gasoline | 1437 | 1594.9 | 1437.8 | 1220.4419 | 1100.2884 | 1061.5069 | 1039.1814 | 1040.6705 | 1026.7901 | 1007.1062 | 982.8555 | 0.0055658 | -2.6399 | -0.56976 | -0.11989 | -0.43635
of which biofuels | 0 | 2.6 | 56.0022 | 49.877 | 97.0764 | 88.6631 | 90.145 | 89.7986 | 87.7825 | 84.4642 | 82.0516 | 0 | 5.6552 | -0.73805 | -0.26522 | -0.67287
Diesel oil | 1553.3 | 2322.8 | 2547.9066 | 2401.5469 | 2634.8333 | 2688.4317 | 2748.3343 | 2831.457 | 2902.3648 | 2947.0025 | 3038.4416 | 5.0734 | 0.33604 | 0.42264 | 0.5468 | 0.45924
of which biofuels | 0 | 0 | 118.2066 | 132.0941 | 251.721 | 248.5648 | 265.1009 | 271.5505 | 275.5927 | 274.4071 | 281.5103 | 0 | 7.8519 | 0.51924 | 0.38889 | 0.21268
Kerosene | 230.1 | 260.6 | 229.7 | 206.6503 | 243.316 | 300.9634 | 362.2179 | 411.9296 | 438.9079 | 461.3293 | 499.0236 | -0.017397 | 0.57753 | 4.0591 | 1.939 | 1.2919
of which biofuels | 0 | 0 | 0 | 0 | 0 | 0 | 0 | 0.99666 | 2.4153 | 7.1745 | 10.8994 | 0 | 0 | 0 | 0 | 16.2635
Residual fuel oil | 0 | 0 | 0 | 0.0012267 | 0.0021331 | 0.0028236 | 0.00339 | 0.003816 | 0.0040595 | 0.0041652 | 0.0041612 | 0 | 0 | 4.7416 | 1.8187 | 0.24768
of which of biomass origin | 0 | 0 | 0 | 0 | 0.00020378 | 0.00026105 | 0.00032696 | 0.00036593 | 0.0003854 | 0.00038776 | 0.00038545 | 0 | 0 | 4.8416 | 1.6579 | 0.0013833
Other liquids | 0 | 0 | 0 | 0 | 0 | 0 | 0 | 0 | 0 | 0 | 0 | 0 | 0 | 0 | 0 | 0
Gas | 1.7 | 2.7 | 0.9 | 1.127 | 3.2293 | 9.8884 | 16.8357 | 23.8951 | 27.1162 | 27.0542 | 26.2575 | -6.1619 | 13.6283 | 17.9539 | 4.8818 | -0.32129
of which biogas | 0 | 0 | 9.7875e-07 | 3.8227e-05 | 0.0085861 | 0.060533 | 0.23287 | 0.57837 | 1.0606 | 1.4553 | 1.8396 | 0 | 147.9206 | 39.1012 | 16.3714 | 5.6613
Methanol & ethanol | 0 | 0 | 0.49782 | 1.3073 | 4.8275 | 7.2232 | 9.269 | 11.3163 | 12.7949 | 13.9248 | 13.3939 | 0 | 25.5063 | 6.7409 | 3.2763 | 0.45853
Liquified hydrogen | 0 | 0 | 0 | 0.00023538 | 0.0021514 | 0.016582 | 0.14517 | 0.66216 | 2.7494 | 4.87 | 7.2025 | 0 | 0 | 52.3752 | 34.1955 | 10.1092
Electricity | 87.3 | 94.2 | 95.1 | 98.0034 | 114.8631 | 133.211 | 152.9992 | 173.6778 | 193.7723 | 212.3048 | 228.2235 | 0.85946 | 1.9061 | 2.9084 | 2.3906 | 1.6499
Electricity in road transport (%) | 0 | 0 | 0 | 0.0029792 | 0.093616 | 0.18383 | 0.39598 | 0.61921 | 0.83983 | 1.0823 | 1.2591 | 0 | 0 | 15.5135 | 7.8081 | 4.1324
Biofuels in total fuels (excl.hydrogen and electricity) (%) | 0 | 0.061705 | 4.1146 | 4.7486 | 8.8237 | 8.4328 | 8.6861 | 8.6097 | 8.5555 | 8.5035 | 8.4958 | 0 | 7.9276 | -0.15704 | -0.15145 | -0.07002
Vehicles efficiency
Passenger transport activity (toe/Mpkm) | 29.9496 | 32.9913 | 32.4825 | 29.6317 | 27.4397 | 25.7245 | 24.4921 | 23.5745 | 22.6174 | 21.795 | 21.162 | 0.81516 | -1.6729 | -1.13 | -0.79314 | -0.66293
Road transport | 32.6025 | 37.3324 | 36.1612 | 33.3844 | 31.0334 | 29.1976 | 27.8378 | 26.8122 | 25.8977 | 25.1409 | 24.5145 | 1.0414 | -1.5176 | -1.0808 | -0.7198 | -0.5474
Public road transport | 18.1206 | 20.2284 | 20.3225 | 20.1835 | 19.847 | 19.0202 | 18.1699 | 17.7229 | 17.3856 | 17.1376 | 16.9439 | 1.1534 | -0.23646 | -0.879 | -0.44029 | -0.25699
Private cars | 38.5655 | 43.6792 | 41.3322 | 37.8453 | 34.5449 | 32.3013 | 30.7274 | 29.4715 | 28.3417 | 27.3888 | 26.5917 | 0.69525 | -1.7778 | -1.1642 | -0.80492 | -0.63532
Motorcycles | 27.8434 | 29.7638 | 27.1637 | 26.4445 | 25.9089 | 25.2703 | 24.6402 | 23.8623 | 23.4989 | 23.1637 | 22.8714 | -0.24684 | -0.47183 | -0.50084 | -0.47313 | -0.27028
Rail | 6.117 | 5.3031 | 5.295 | 5.0774 | 5.0695 | 4.9927 | 4.7914 | 4.6657 | 4.5389 | 4.3933 | 4.2377 | -1.4327 | -0.43432 | -0.56262 | -0.53989 | -0.68434
Aviation(3) | 61.3504 | 39.1869 | 35.2713 | 28.6983 | 26.9245 | 25.875 | 24.9433 | 24.2317 | 22.8486 | 21.6201 | 20.8801 | -5.3849 | -2.6642 | -0.76141 | -0.87332 | -0.89688
Inland navigation | 0 | 0 | 0 | 0 | 0 | 0 | 0 | 0 | 0 | 0 | 0 | 0 | 0 | 0 | 0 | 0
Freight transport activity (toe/Mtkm) | 31.9488 | 41.1552 | 44.9 | 37.9163 | 36.7697 | 34.1868 | 32.6336 | 31.8411 | 30.889 | 29.792 | 29.0032 | 3.4616 | -1.9778 | -1.1862 | -0.54791 | -0.62795
Trucks | 44.2904 | 56.8993 | 62.8915 | 53.4491 | 52.2767 | 48.9643 | 47.0256 | 46.1706 | 45.0741 | 43.7244 | 42.9123 | 3.5686 | -1.8316 | -1.053 | -0.42295 | -0.49029
Rail | 10.9418 | 9.7779 | 10.9424 | 10.2633 | 10.0303 | 9.7929 | 9.5619 | 9.3139 | 8.9797 | 8.5937 | 8.1716 | 0.00059374 | -0.86661 | -0.47703 | -0.62621 | -0.93867
Inland navigation | 0.82698 | 0.47393 | 0.41789 | 1.4842 | 1.4798 | 1.4664 | 1.4487 | 1.4305 | 1.412 | 1.3921 | 1.3708 | -6.598 | 13.4786 | -0.21174 | -0.25628 | -0.29605
Energy intensity
Income related (toe/MEuro'13) | 39.8884 | 42.3388 | 43.1551 | 36.8226 | 35.1972 | 32.2236 | 30.011 | 28.6138 | 27.4295 | 26.189 | 25.0747 | 0.79025 | -2.0177 | -1.5814 | -0.8954 | -0.89359
Passenger transport (household income related) | 54.1506 | 49.8093 | 52.9236 | 47.7365 | 45.595 | 41.8398 | 38.8415 | 36.8935 | 35.298 | 33.7324 | 32.239 | -0.22894 | -1.4795 | -1.5903 | -0.95206 | -0.90241
Freight transport (GDP related) | 10.3651 | 14.0633 | 15.0621 | 12.2435 | 11.8689 | 10.8542 | 10.1764 | 9.7486 | 9.3381 | 8.8482 | 8.4405 | 3.8081 | -2.3545 | -1.5267 | -0.856 | -1.0055
Population related (toe/capita) | 0.32376 | 0.42662 | 0.43349 | 0.40156 | 0.42089 | 0.43314 | 0.45001 | 0.47124 | 0.48711 | 0.49853 | 0.51626 | 2.9615 | -0.29455 | 0.67121 | 0.79532 | 0.58304
Passenger transport | 0.23963 | 0.28491 | 0.28219 | 0.26804 | 0.27896 | 0.28724 | 0.29742 | 0.31069 | 0.32128 | 0.3301 | 0.34248 | 1.6482 | -0.11509 | 0.64266 | 0.7747 | 0.64121
Freight transport | 0.084131 | 0.14171 | 0.1513 | 0.13352 | 0.14193 | 0.1459 | 0.15259 | 0.16055 | 0.16583 | 0.16843 | 0.17378 | 6.0444 | -0.63725 | 0.72712 | 0.83539 | 0.46947
CO2 EMISSIONS (in kt CO2) | 9664.5645 | 12685.3971 | 12300.8554 | 11122.3736 | 11086.9869 | 11354.4139 | 11636.539 | 12053.3656 | 12315.3762 | 12461.4546 | 12752.9035 | 2.4414 | -1.0336 | 0.48495 | 0.5686 | 0.34971
Road transport | 8710.3759 | 11714.8851 | 11436.2431 | 10331.9697 | 10179.5747 | 10259.8833 | 10352.6354 | 10621.4196 | 10809.5695 | 10910.7499 | 11109.7412 | 2.7601 | -1.1573 | 0.16872 | 0.43284 | 0.27428
Rail | 260.247 | 184.0318 | 171.0197 | 158.6466 | 165.2162 | 178.2269 | 182.7896 | 183.8297 | 180.4713 | 171.934 | 161.9081 | -4.1116 | -0.34464 | 1.0159 | -0.12756 | -1.0796
Aviation | 691.6969 | 783.382 | 690.4945 | 621.2054 | 731.4251 | 904.7173 | 1088.8527 | 1235.2934 | 1312.1276 | 1365.2216 | 1467.336 | -0.017397 | 0.57753 | 4.0591 | 1.8828 | 1.1243
Inland navigation | 2.2447 | 3.0982 | 3.0982 | 10.5518 | 10.7709 | 11.5864 | 12.2614 | 12.8228 | 13.2077 | 13.5491 | 13.9182 | 3.2749 | 13.2699 | 1.3046 | 0.74623 | 0.5253
Carbon intensity (in t CO2/toe) | 2.9203 | 2.9448 | 2.8336 | 2.8103 | 2.6893 | 2.6915 | 2.6736 | 2.666 | 2.6576 | 2.6498 | 2.6445 | -0.30114 | -0.5212 | -0.058448 | -0.060033 | -0.049346
Road transport | 2.9961 | 3.0095 | 2.8879 | 2.8737 | 2.7475 | 2.7553 | 2.7371 | 2.731 | 2.726 | 2.7234 | 2.7204 | -0.36718 | -0.49716 | -0.037791 | -0.040735 | -0.020314
Rail | 1.5192 | 1.1981 | 1.1379 | 1.0432 | 0.96984 | 0.93926 | 0.89902 | 0.85413 | 0.80269 | 0.74709 | 0.69073 | -2.8493 | -1.585 | -0.75533 | -1.127 | -1.491
Aviation | 3.0061 | 3.0061 | 3.0061 | 3.0061 | 3.0061 | 3.0061 | 3.0061 | 2.9988 | 2.9895 | 2.9593 | 2.9404 | -8.6405e-10 | 0 | 0 | -0.055166 | -0.16552
Inland navigation | 3.0464 | 3.0982 | 3.0982 | 2.9278 | 2.7899 | 2.7803 | 2.7535 | 2.7426 | 2.7344 | 2.7287 | 2.7203 | 0.16869 | -1.0426 | -0.13136 | -0.069475 | -0.051719
Final Energy Demand in other sectors classified in transport (in ktoe)(4),(5) | 0 | 0 | 0 | 37.821 | 38.8581 | 36.1474 | 35.7498 | 38.8338 | 38.5625 | 38.8268 | 39.6644 | 0 | 0 | -0.83024 | 0.76023 | 0.28213
Oil | 0 | 0 | 0 | 4.5475e-13 | 0 | 0 | 4.5475e-13 | 0 | 0 | 0 | 9.0949e-13 | 0 | 0 | 0 | -100 | 0
Gas | 0 | 0 | 0 | 36.5727 | 38.8581 | 36.1474 | 35.7498 | 38.8338 | 38.5625 | 38.8268 | 39.6644 | 0 | 0 | -0.83024 | 0.76023 | 0.28213
Electricity | 0 | 0 | 0 | 1.2483 | 1.4211e-14 | 2.8422e-14 | 2.8422e-14 | 0 | 0 | 0 | 0 | 0 | 0 | 7.1773 | -100 | 0
CO2 EMISSIONS in other sectors classified in transport (in kt CO2)(4),(5) | 0 | 0 | 0 | 85.9002 | 91.2681 | 84.9013 | 83.9675 | 91.2111 | 90.5738 | 91.1946 | 93.1619 | 0 | 0 | -0.83024 | 0.76023 | 0.28213
(1) Including light commercial vehicles.
(2) Domestic and international intra-EU aviation activity.
(3) Calculated based on aviation activity covering domestic, international intra-EU and international extra-EU to ensure higher consistency with bunker fuels.
(4) As in EUROSTAT balances , fuel consumption of airport utility vehicles, port cranes and pipeline transport are classified in final demand of transport.
(5) Fuel consumption other than electricity of airport utility vehicles, port cranes are classified in PRIMES model in final demand of road transport.
Source: PRIMES

## transport_detail
Hungary:Reference scenario(REF2015f) | [15 empty] | TRANSPORT SECTOR
| 2005 | 2010 | 2015 | 2020 | 2025 | 2030 | 2035 | 2040 | 2045 | 2050 | '95-'00 | '00-'10 | '10-'20 | '20-'30 | '30-'40 | '40-'50
Annual % Change
Transport activity - details
Passenger rail (Gpkm) | 12.204 | 10.181 | 10.627 | 12.3524 | 14.0082 | 15.226 | 16.5043 | 18.0115 | 19.419 | 20.7102 | 0 | 0 | 1.9521 | 2.1135 | 1.6943 | 1.4059
Conventional rail | 9.851 | 7.692 | 8.1012 | 9.7893 | 11.3452 | 11.9596 | 12.9648 | 14.1897 | 15.339 | 16.4028 | 0 | 0 | 2.4404 | 2.0226 | 1.7246 | 1.4599
High speed rail | 0 | 0 | 0 | 0 | 0 | 0.50309 | 0.68302 | 0.8724 | 1.0566 | 1.2132 | 0 | 0 | 0 | 0 | 5.6591 | 3.3531
Tram and metro | 2.353 | 2.489 | 2.5258 | 2.5631 | 2.663 | 2.7634 | 2.8565 | 2.9494 | 3.0234 | 3.0942 | 0 | 0 | 0.29376 | 0.75513 | 0.65368 | 0.48041
International extra-EU aviation | 2.9904 | 2.842 | 3.161 | 4.1178 | 5.1969 | 6.4934 | 7.6513 | 8.6601 | 9.6965 | 11.0236 | 0 | 0 | 3.7777 | 4.66 | 2.9212 | 2.4425
Road freight (Gtkm) | 23.568 | 22.5428 | 22.7168 | 24.4582 | 26.4889 | 28.5165 | 30.2663 | 31.7183 | 32.9118 | 34.2913 | 0 | 0 | 0.81883 | 1.547 | 1.0698 | 0.78302
of which international road freight transit | 6.1531 | 4.5536 | 4.9275 | 5.4217 | 5.7487 | 6.115 | 6.5122 | 6.9365 | 7.3803 | 7.857 | 0 | 0 | 1.7603 | 1.2106 | 1.2686 | 1.2538
Maritime freight (Gtkm) | 2.11 | 2.393 | 2.4283 | 2.6089 | 2.8419 | 3.0737 | 3.2684 | 3.4207 | 3.5668 | 3.7325 | 0 | 0 | 0.8677 | 1.653 | 1.0753 | 0.87596
Inland navigation | 2.11 | 2.393 | 2.4283 | 2.6089 | 2.8419 | 3.0737 | 3.2684 | 3.4207 | 3.5668 | 3.7325 | 0 | 0 | 0.8677 | 1.653 | 1.0753 | 0.87596
International maritime (bunkers) | 0 | 0 | 0 | 0 | 0 | 0 | 0 | 0 | 0 | 0 | 0 | 0 | 0 | 0 | 0 | 0
Marine bunkers
Bunker fuels (ktoe) | 0 | 0 | 0 | 0 | 0 | 0 | 0 | 0 | 0 | 0 | 0 | 0 | 0 | 0 | 0 | 0
CO2 emissions (kt CO2) | 0 | 0 | 0 | 0 | 0 | 0 | 0 | 0 | 0 | 0 | 0 | 0 | 0 | 0 | 0 | 0
| 0 | 0 | 0 | 0 | 0 | 0 | 0 | 0 | 0 | 0 | 0 | 0 | 0 | 0 | 0 | 0
Total stock per category and per fuel (in thousand vehicles) | 3319.106 | 3453.025 | 3642.8873 | 3911.0741 | 4162.1447 | 4496.6184 | 4765.1738 | 4970.0455 | 5193.539 | 5392.5372 | 0 | 0 | 1.2534 | 1.4049 | 1.0061 | 0.81921
Light duty vehicles (passenger cars, vans) | 3192.0259 | 3339.5238 | 3518.4071 | 3770.5179 | 4017.9703 | 4340.4085 | 4597.9214 | 4793.707 | 5010.6607 | 5202.6497 | 0 | 0 | 1.2212 | 1.4175 | 0.99831 | 0.822
Diesel Conventional | 737.7726 | 894.5965 | 1094.4678 | 1402.4133 | 1467.9274 | 1491.4166 | 1452.9998 | 1373.6699 | 1319.9521 | 1248.8074 | 0 | 0 | 4.5984 | 0.61722 | -0.81903 | -0.94844
Diesel Hybrid | 0 | 0.8091 | 12.4305 | 82.4659 | 195.6929 | 328.4042 | 481.868 | 665.8672 | 846.0043 | 1071.4862 | 0 | 0 | 58.7915 | 14.8189 | 7.3243 | 4.8721
Diesel plug-in hybrid | 0 | 0 | 0.31426 | 14.163 | 29.7701 | 64.1658 | 87.9817 | 111.5554 | 132.5639 | 152.5773 | 0 | 0 | 0 | 16.3094 | 5.6863 | 3.181
Gasoline Conventional | 2402.3558 | 2396.7902 | 2354.9545 | 2064.0311 | 1920.05 | 1783.8098 | 1647.0682 | 1480.7189 | 1352.5337 | 1228.2152 | 0 | 0 | -1.4836 | -1.4485 | -1.845 | -1.8523
Gasoline Hybrid | 0.54296 | 0.75764 | 1.9814 | 109.5144 | 267.0108 | 439.2946 | 610.4022 | 760.2447 | 880.5978 | 965.3789 | 0 | 0 | 64.4374 | 14.9022 | 5.6379 | 2.4176
Gasoline plug-in hybrid | 0 | 0 | 0.58828 | 35.2934 | 64.3619 | 116.2248 | 140.2902 | 156.8735 | 163.0894 | 167.7823 | 0 | 0 | 0 | 12.6576 | 3.0446 | 0.67454
LPG | 45.8789 | 41.529 | 44.7708 | 35.2898 | 25.6879 | 34.4744 | 41.2855 | 45.7707 | 46.3719 | 43.6213 | 0 | 0 | -1.6148 | -0.2335 | 2.8748 | -0.47985
CNG | 5.4756 | 4.3141 | 5.5623 | 8.6039 | 12.0483 | 14.9778 | 15.6788 | 15.2924 | 14.6198 | 13.3952 | 0 | 0 | 7.1471 | 5.7 | 0.20812 | -1.3159
Electric | 0 | 0 | 0.32668 | 7.1128 | 17.1419 | 42.9868 | 88.6657 | 140.1263 | 197.7879 | 242.8684 | 0 | 0 | 0 | 19.7097 | 12.543 | 5.6538
Other | 0 | 0.72714 | 3.0106 | 11.6304 | 18.2791 | 24.6537 | 31.6813 | 43.5879 | 57.1399 | 68.5174 | 0 | 0 | 31.9465 | 7.8025 | 5.864 | 4.6269
Heavy duty vehicles (heavy goods vehicles, buses and coaches) | 127.0801 | 113.5012 | 124.4802 | 140.5562 | 144.1744 | 156.2099 | 167.2524 | 176.3385 | 182.8784 | 189.8875 | 0 | 0 | 2.161 | 1.0615 | 1.2194 | 0.74301
Diesel Conventional | 127.0801 | 113.4741 | 124.2927 | 138.5626 | 140.2864 | 143.8331 | 144.4096 | 143.2013 | 141.0536 | 142.0363 | 0 | 0 | 2.0176 | 0.37401 | -0.044013 | -0.081654
Diesel Hybrid | 0 | 0.026855 | 0.18549 | 1.8769 | 3.2902 | 11.0166 | 20.4368 | 29.9792 | 38.3565 | 44.2358 | 0 | 0 | 52.9123 | 19.3603 | 10.5292 | 3.967
LPG | 0 | 0.00010983 | 0.00083603 | 0.0039167 | 0.011316 | 0.020235 | 0.031329 | 0.041774 | 0.051664 | 0.061089 | 0 | 0 | 42.9617 | 17.8468 | 7.5179 | 3.8736
LNG | 0 | 0.00015817 | 0.0011716 | 0.11245 | 0.57406 | 1.2744 | 2.2465 | 2.9172 | 3.1594 | 3.2568 | 0 | 0 | 92.8346 | 27.4774 | 8.6341 | 1.1073
Electric | 0 | 0 | 1.8256e-06 | 0.00028669 | 0.012273 | 0.065301 | 0.12762 | 0.19821 | 0.25545 | 0.29478 | 0 | 0 | 0 | 72.0877 | 11.7431 | 4.0489
Other | 0 | 0 | 3.5628e-07 | 1.1306e-05 | 9.4047e-05 | 0.00027227 | 0.00048884 | 0.00091767 | 0.0017701 | 0.0027448 | 0 | 0 | 0 | 37.4571 | 12.9195 | 11.5789
Passenger car specific CO2 emissions (gCO2/km) | 214.2362 | 199.9271 | 182.41 | 157.6533 | 147.9656 | 139.7599 | 133.0422 | 126.9931 | 122.0245 | 117.9859 | 0 | 0 | -2.3476 | -1.1975 | -0.95335 | -0.73298
Source: PRIMES

## power generation
Hungary:Reference scenario(REF2015f) | [15 empty] | POWER GENERATION SECTOR (1,2)
| 2000 | 2005 | 2010 | 2015 | 2020 | 2025 | 2030 | 2035 | 2040 | 2045 | 2050 | '00-'10 | '10-'20 | '20-'30 | '30-'40 | '40-'50
Annual % Change
Electricity consumption (in GWh) | 38624.4186 | 41974.4186 | 42558.1395 | 41857.8247 | 43068.0618 | 45565.5954 | 46717.9489 | 47456.8438 | 49983.6559 | 52358.5794 | 53974.6619 | 0.97458 | 0.11918 | 0.81679 | 0.67796 | 0.77114
Final energy demand | 29434.8837 | 32330.2326 | 34202.3256 | 34620.6857 | 35887.5896 | 38185.7275 | 39056.6878 | 40573.9804 | 42863.4843 | 45562.3373 | 47191.4858 | 1.5125 | 0.48214 | 0.84982 | 0.9344 | 0.96657
Industry (incl.electricity for process CCS) | 8796.5116 | 9268.6047 | 9783.7209 | 10046.7064 | 10439.6989 | 11149.3649 | 11210.2987 | 11324.4475 | 11508.8327 | 11863.2656 | 12238.6209 | 1.0693 | 0.65107 | 0.71471 | 0.26316 | 0.61671
Households | 9790.6977 | 11112.7907 | 11200 | 11167.91 | 11110.1753 | 11864.436 | 12213.871 | 12914.0322 | 13713.6875 | 14687.8749 | 15299.6377 | 1.3539 | -0.080492 | 0.95161 | 1.165 | 1.1004
Tertiary | 9832.5581 | 10853.4884 | 12112.7907 | 12251.9795 | 13002.0982 | 13622.9616 | 13853.4571 | 14315.9909 | 15387.7978 | 16542.5362 | 16999.4661 | 2.1075 | 0.711 | 0.63626 | 1.0559 | 1.001
Transport | 1015.1163 | 1095.3488 | 1105.814 | 1154.0898 | 1335.6172 | 1548.965 | 1779.061 | 2019.5097 | 2253.1663 | 2468.6606 | 2653.7611 | 0.85946 | 1.9061 | 2.9084 | 2.3906 | 1.6499
Energy branch | 4350 | 5703.4884 | 4556.9767 | 3653.0893 | 3652.7071 | 3819.2812 | 4198.7238 | 3458.5142 | 3673.9324 | 3333.3269 | 3415.2837 | 0.46592 | -2.1876 | 1.4029 | -1.3263 | -0.72736
Own consumption & pumping | 2931.3953 | 2536.0465 | 2756.9767 | 2072.6254 | 1862.5337 | 1940.8042 | 2294.1778 | 1845.8685 | 1988.9381 | 2004.7001 | 2054.9132 | -0.61156 | -3.8461 | 2.1062 | -1.4176 | 0.32686
Refineries & other uses | 1418.6047 | 3167.4419 | 1800 | 1580.4639 | 1790.1735 | 1878.4771 | 1904.546 | 1612.6457 | 1684.9943 | 1328.6268 | 1360.3704 | 2.4097 | -0.054726 | 0.62123 | -1.2173 | -2.1173
Transmission and distribution losses | 4839.5349 | 3940.6977 | 3800 | 3584.0498 | 3527.7652 | 3560.5867 | 3462.5374 | 3424.3492 | 3446.2392 | 3462.9152 | 3367.8924 | -2.3892 | -0.74061 | -0.18646 | -0.04717 | -0.2297
Electricity supply (in GWh) | 38624.4186 | 41974.4186 | 42558.1395 | 41857.8247 | 43068.0618 | 45565.5954 | 46717.9489 | 47456.8438 | 49983.6559 | 52358.5794 | 53974.6619 | 0.97458 | 0.11918 | 0.81679 | 0.67796 | 0.77114
Net imports | 3439.5349 | 6225.5814 | 5194.186 | 13998.6563 | 10022.7372 | 9617.8464 | 4793.3531 | 4270.3729 | 4713.1213 | 5588.1551 | 5369.9272 | 4.2082 | 6.794 | -7.1108 | -0.16866 | 1.3132
Nuclear power plants production | 14177.907 | 13831.3953 | 15758.1395 | 15086.7967 | 15024.0547 | 24705.6585 | 34387.2623 | 26976.6107 | 28346.139 | 28346.139 | 28346.139 | 1.0623 | -0.47591 | 8.6328 | -1.9134 | 0
Generation from hydro, wind, solar, tidal etc. | 177.907 | 211.6279 | 723.2558 | 848.9749 | 1218.8174 | 1218.8174 | 1218.8174 | 2734.2325 | 3396.1318 | 4265.2151 | 5259.5997 | 15.0562 | 5.3573 | 0 | 10.791 | 4.4713
Thermal power plants production (incl. biomass/waste) | 20829.0698 | 21705.814 | 20882.5581 | 11923.3967 | 16802.4525 | 10023.2731 | 6318.5162 | 13475.6277 | 13528.2638 | 14159.0702 | 14998.9961 | 0.02565 | -2.1504 | -9.3173 | 7.9102 | 1.0374
of which in CHP power plants | 4987.9721 | 7121.0426 | 7603.3262 | 4004.6999 | 4575.6295 | 3588.7991 | 3191.7664 | 4420.3745 | 4581.8254 | 6148.4395 | 7620.7598 | 4.3057 | -4.9516 | -3.5376 | 3.6814 | 5.2194
Distributed Steam/Heat consumption (in GWh) | 19204.6512 | 17663.9535 | 14727.907 | 13152.3442 | 13417.3571 | 12329.8636 | 13449.6638 | 12661.2297 | 12849.3131 | 13487.3452 | 13694.7984 | -2.6192 | -0.92762 | 0.024052 | -0.4556 | 0.63929
Final energy demand | 16824.4186 | 15212.7907 | 12672.093 | 11455.9775 | 11726.5735 | 10780.6124 | 11811.8758 | 11032.0742 | 11194.9305 | 11828.8575 | 12021.4024 | -2.7945 | -0.77245 | 0.072506 | -0.53501 | 0.71482
Industry | 6010.4651 | 4377.907 | 3495.3488 | 3212.1407 | 3444.2226 | 3824.3004 | 4192.7578 | 3603.7005 | 3747.0049 | 4338.9715 | 4458.7041 | -5.2764 | -0.14724 | 1.9861 | -1.1177 | 1.7542
Households | 7765.1163 | 8176.7442 | 6624.4186 | 6348.1004 | 6356.365 | 5161.2745 | 5740.1199 | 5558.5215 | 5570.4201 | 5608.9965 | 5663.1248 | -1.5762 | -0.41221 | -1.0146 | -0.29965 | 0.16519
Tertiary | 3048.8372 | 2658.1395 | 2552.3256 | 1895.7364 | 1925.9859 | 1795.0375 | 1878.9981 | 1869.8522 | 1877.5055 | 1880.8896 | 1899.5735 | -1.7618 | -2.7764 | -0.24669 | -0.0079464 | 0.11692
Energy branch | 1443.0233 | 1047.6744 | 873.2558 | 741.0645 | 746.1721 | 759.8087 | 789.4264 | 821.7052 | 858.5892 | 868.1581 | 890.1214 | -4.8986 | -1.5604 | 0.56509 | 0.84338 | 0.36132
Transmission and distribution losses | 937.2093 | 1403.4884 | 1182.5581 | 955.3022 | 944.6115 | 789.4425 | 848.3616 | 807.4503 | 795.7935 | 790.3295 | 783.2746 | 2.3525 | -2.2216 | -1.0689 | -0.63763 | -0.15844
Distributed Steam/Heat supply (in GWh) | 19206.9767 | 17662.7907 | 14727.907 | 13152.7279 | 13417.3571 | 12329.8636 | 13449.6638 | 12661.2297 | 12849.3131 | 13487.3452 | 13694.7986 | -2.6204 | -0.92762 | 0.024052 | -0.4556 | 0.63929
CHP power plants production (A) | 14247.6744 | 11575.5814 | 10484.8837 | 6439.066 | 6905.3825 | 7055.2408 | 7884.9993 | 7442.3275 | 7822.9117 | 8639.2678 | 9007.4814 | -3.02 | -4.0903 | 1.3354 | -0.079022 | 1.42
District Heating units production | 4959.3023 | 6087.2093 | 4243.0233 | 6713.6619 | 6511.9746 | 5274.6229 | 5564.6644 | 5218.9023 | 5026.4014 | 4848.0774 | 4687.3173 | -1.5478 | 4.3767 | -1.5598 | -1.0122 | -0.69601
Gross Electricity generation by fuel type (in GWh) | 35191 | 35756 | 37371 | 27859.1684 | 33045.3246 | 35947.749 | 41924.5958 | 43186.4709 | 45270.5346 | 46770.4243 | 48604.7348 | 0.60286 | -1.2226 | 2.4085 | 0.77079 | 0.71318
Nuclear energy | 14180 | 13834 | 15761 | 15086.7967 | 15024.0547 | 24705.6585 | 34387.2623 | 26976.6107 | 28346.139 | 28346.139 | 28346.139 | 1.0627 | -0.47772 | 8.6328 | -1.9134 | 0
Renewables | 298 | 1942 | 3172 | 2901.3937 | 3524.362 | 3623.8591 | 3205.294 | 5194.4928 | 6183.4435 | 7301.5936 | 8882.9456 | 26.6811 | 1.0589 | -0.94447 | 6.7914 | 3.689
Hydro | 178 | 202 | 188 | 231.6508 | 231.6508 | 231.6508 | 231.6508 | 231.6508 | 235.6298 | 731.1418 | 1071.7741 | 0.54808 | 2.1098 | 0 | 0.17045 | 16.3556
Wind | 0 | 10 | 534 | 585.2659 | 890.4584 | 890.4584 | 890.4584 | 2405.8269 | 2906.8872 | 3158.8956 | 3561.9727 | 0 | 5.2464 | 0 | 12.5593 | 2.0531
Solar, tidal etc. | 0 | 0 | 1 | 32.0583 | 96.7082 | 96.7082 | 96.7082 | 96.7547 | 253.6147 | 375.1777 | 625.8529 | 0 | 57.9597 | 0 | 10.1212 | 9.4535
Biomass & waste | 120 | 1730 | 2449 | 2014.9188 | 2240.5446 | 2340.0418 | 1921.4766 | 2395.2603 | 2722.3117 | 2971.3784 | 3558.3458 | 35.2013 | -0.88566 | -1.5245 | 3.5453 | 2.7143
Geothermal heat | 0 | 0 | 0 | 37.5 | 65 | 65 | 65 | 65 | 65 | 65 | 65 | 0 | 0 | 0 | 0 | 0
Fossil fuels | 20713 | 19980 | 18438 | 9870.9779 | 14496.9079 | 7618.2314 | 4332.0396 | 11015.3674 | 10740.9521 | 11122.6917 | 11375.6503 | -1.1567 | -2.3761 | -11.378 | 9.5053 | 0.57577
Coal and lignite | 9590 | 7023 | 6234 | 6436.2172 | 4940.0974 | 2223.6873 | 2112.9715 | 0.11099 | 0 | 0 | 0 | -4.2156 | -2.2995 | -8.1422 | 0 | 0
Petroleum products | 4404 | 455 | 490 | 51.8838 | 0 | 0 | 0 | 0 | 0 | 0 | 0 | -19.7149 | 0 | 0 | 0 | 0
Natural gas | 6602 | 12379 | 11598 | 3062.6343 | 9253.6426 | 5050.914 | 1918.3484 | 10720.3282 | 10470.7348 | 10824.467 | 11090.7638 | 5.7964 | -2.2328 | -14.56 | 18.4963 | 0.57694
Coke & blast-furnace gasses | 117 | 123 | 116 | 320.2427 | 303.1679 | 343.6301 | 300.7197 | 294.9282 | 270.2173 | 298.2248 | 284.8864 | -0.085801 | 10.0836 | -0.081049 | -1.0638 | 0.53004
Other fuels (hydrogen, methanol)(D) | 0 | 0 | 0 | 0 | 0 | 0 | 0 | 0 | 0 | 0 | 0 | 0 | 0 | 0 | 0 | 0
Gross Electricity generation by fuel type (in %) | 100 | 100 | 100 | 100 | 100 | 100 | 100 | 100 | 100 | 100 | 100
Nuclear energy | 40.2944 | 38.69 | 42.1744 | 54.1538 | 45.465 | 68.7266 | 82.0217 | 62.4654 | 62.615 | 60.607 | 58.3197
Renewables | 0.84681 | 5.4313 | 8.4879 | 10.4145 | 10.6652 | 10.0809 | 7.6454 | 12.0281 | 13.6589 | 15.6116 | 18.2759
Hydro | 0.50581 | 0.56494 | 0.50306 | 0.83151 | 0.70101 | 0.64441 | 0.55254 | 0.5364 | 0.52049 | 1.5633 | 2.2051
Wind | 0 | 0.027967 | 1.4289 | 2.1008 | 2.6947 | 2.4771 | 2.124 | 5.5708 | 6.4211 | 6.754 | 7.3284
Solar, tidal etc. | 0 | 0 | 0.0026759 | 0.11507 | 0.29265 | 0.26902 | 0.23067 | 0.22404 | 0.56022 | 0.80217 | 1.2876
Biomass & waste | 0.341 | 4.8383 | 6.5532 | 7.2325 | 6.7802 | 6.5096 | 4.5832 | 5.5463 | 6.0134 | 6.3531 | 7.321
Geothermal heat | 0 | 0 | 0 | 0.13461 | 0.1967 | 0.18082 | 0.15504 | 0.15051 | 0.14358 | 0.13898 | 0.13373
Fossil fuels | 58.8588 | 55.8787 | 49.3377 | 35.4317 | 43.8698 | 21.1925 | 10.3329 | 25.5065 | 23.7261 | 23.7815 | 23.4044
Coal and lignite | 27.2513 | 19.6415 | 16.6814 | 23.1027 | 14.9495 | 6.1859 | 5.0399 | 0.000257 | 0 | 0 | 0
Petroleum products | 12.5146 | 1.2725 | 1.3112 | 0.18624 | 0 | 0 | 0 | 0 | 0 | 0 | 0
Natural gas | 18.7605 | 34.6208 | 31.0348 | 10.9933 | 28.0029 | 14.0507 | 4.5757 | 24.8233 | 23.1292 | 23.1438 | 22.8183
Coke & blast-furnace gasses | 0.33247 | 0.344 | 0.3104 | 1.1495 | 0.91743 | 0.95592 | 0.71729 | 0.68292 | 0.59689 | 0.63764 | 0.58613
Other fuels (hydrogen, methanol)(D) | 0 | 0 | 0 | 0 | 0 | 0 | 0 | 0 | 0 | 0 | 0
Fuel input in thermal power plants (in ktoe) | 6008.7 | 5692 | 5264.6 | 2751.7315 | 3559.1784 | 2215.9803 | 1669.3118 | 2418.661 | 2401.6444 | 2405.4022 | 2486.4843 | -1.3133 | -3.8391 | -7.2917 | 3.7044 | 0.34776
Solids | 2755.1 | 1924.2 | 1646.1 | 1611.4972 | 1254.0733 | 576.7144 | 549.7145 | 0.025479 | 0 | 0 | 0 | -5.0201 | -2.6835 | -7.9166 | 0 | 0
Hard coal | 23.3 | 219.8 | 159.5 | 34.7899 | 61.0734 | 0.28937 | 0.20465 | 0.025479 | 0 | 0 | 0 | 21.2106 | -9.1533 | -43.4391 | 0 | 0
Lignite and other solid fuels | 2731.8 | 1704.4 | 1486.6 | 1576.7073 | 1192.9998 | 576.425 | 549.5098 | 0 | 0 | 0 | 0 | -5.9033 | -2.1762 | -7.4591 | 0 | 0
Oil | 1051.9 | 155.2 | 137.6 | 14.9753 | 0 | 0 | 0 | 0 | 0 | 0 | 0 | -18.4048 | 0 | 0 | 0 | 0
Diesel oil | 0 | 5.1 | 18 | 0 | 0 | 0 | 0 | 0 | 0 | 0 | 0 | 0 | 0 | 0 | 0 | 0
Fuel oil and other liquid fuels | 1051.9 | 150.1 | 119.6 | 14.9753 | 0 | 0 | 0 | 0 | 0 | 0 | 0 | -19.5408 | 0 | 0 | 0 | 0
Gas | 2140.3 | 3078.5 | 2704.4 | 656.716 | 1596.1011 | 910.4139 | 495.2827 | 1727.5819 | 1636.6713 | 1610.1455 | 1657.9368 | 2.3669 | -5.1365 | -11.0432 | 12.6966 | 0.12918
Natural gas | 2010.2 | 2991.9 | 2595.8 | 564.856 | 1508.9127 | 819.4122 | 407.5886 | 1663.0362 | 1579.0163 | 1555.3958 | 1602.8786 | 2.5896 | -5.2805 | -12.2685 | 14.5029 | 0.1501
Other gas fuels | 130.1 | 86.6 | 108.6 | 91.86 | 87.1884 | 91.0017 | 87.6941 | 64.5456 | 57.655 | 54.7497 | 55.0581 | -1.7901 | -2.1721 | 0.057848 | -4.107 | -0.45982
Biomass & waste | 61.4 | 534.1 | 776.5 | 436.293 | 653.104 | 672.952 | 568.4146 | 635.1536 | 709.073 | 739.3567 | 772.6475 | 28.8835 | -1.7157 | -1.3793 | 2.2357 | 0.86234
Geothermal heat | 0 | 0 | 0 | 32.25 | 55.9 | 55.9 | 55.9 | 55.9 | 55.9 | 55.9 | 55.9 | 0 | 0 | -1.1102e-14 | 0 | 0
Other fuels (hydrogen, methanol)(D) | 0 | 0 | 0 | 0 | 0 | 0 | 0 | 0 | 0 | 0 | 0 | 0 | 0 | 0 | 0 | 0
Fuel input in nuclear power plants (in ktoe) | 3672.3 | 3584.5 | 4077.6 | 3666.18 | 3676.6982 | 6044.5335 | 8412.3689 | 6611.5372 | 6660.902 | 6660.902 | 6660.902 | 1.0524 | -1.0296 | 8.6291 | -2.3074 | 0
Fuel input in district heating units (in ktoe) | 470.5 | 627.3 | 473.6 | 648.2082 | 634.8779 | 639.0612 | 913.7207 | 1401.8169 | 1652.3811 | 1685.4435 | 1616.168 | 0.065693 | 2.9741 | 3.708 | 6.1035 | -0.22135
Solids | 0.2 | 88.7 | 39.6 | 1.992 | 6.7419 | 9.7566 | 12.4083 | 1.248 | 1.2498 | 1.2516 | 1.2535 | 69.694 | -16.2261 | 6.2901 | -20.5099 | 0.029458
Oil | 21 | 11.4 | 5.7 | 1.4857 | 3.4318 | 4.0705 | 1.9541 | 0 | 0 | 0 | 0 | -12.2261 | -4.9472 | -5.4758 | 0 | 0
Gas | 440.9 | 513.8 | 417.3 | 567.3604 | 427.8377 | 253.4225 | 256.8297 | 182.8883 | 119.418 | 168.3272 | 166.0582 | -0.54862 | 0.2497 | -4.9753 | -7.372 | 3.352
Biomass & waste | 2.6 | 7.1 | 5 | 60.1605 | 76.9825 | 107.9948 | 128.0695 | 99.7557 | 107.8302 | 130.455 | 124.4344 | 6.7578 | 31.4444 | 5.2217 | -1.7054 | 1.4425
Electricity, Geothermal, Solar | 5.8 | 6.3 | 5.9 | 17.2095 | 119.884 | 263.8168 | 514.4591 | 1117.925 | 1423.8832 | 1385.4097 | 1324.4219 | 0.17109 | 35.1422 | 15.6802 | 10.7165 | -0.7215
Other fuels (hydrogen, methanol) | 0 | 0 | 0 | 0 | 0 | 0 | 0 | 0 | 0 | 0 | 0 | 0 | 0 | 0 | 0 | 0
CO2 EMISSIONS (in kt CO2) | 22120.4162 | 18348.1495 | 16046.7892 | 10491.888 | 10656.6671 | 6032.6387 | 4743.4182 | 4859.8896 | 4391.9232 | 4375.6099 | 4438.3722 | -3.159 | -4.0106 | -7.7754 | -0.76695 | 0.10526
Thermal power plants | 21016.0406 | 16422.9814 | 14462.6556 | 8789.5393 | 9336.973 | 4977.9492 | 3779.9538 | 4237.0943 | 3968.0911 | 3873.9142 | 3961.675 | -3.6682 | -4.2815 | -8.6459 | 0.48692 | -0.016181
District heating units | 1104.3755 | 1925.1681 | 1584.1336 | 1702.3487 | 1319.6941 | 1054.6895 | 963.4644 | 622.7953 | 423.8321 | 501.6957 | 476.6973 | 3.6734 | -1.8098 | -3.0972 | -7.8838 | 1.1824
(1) Information on installed power generation capacities and selected indicators for electricity production can be found in the second page of this report: "Summary energy balances and indicators (B)" (sheet "indicator")
(2) Due to statistical differences present in Eurostat data, the individual items shown for electricity consumption and supply in 2000 and 2005 do not always add up to the totals shown. In any case, the modelling, being calibrated to the individual supply and consumption items for 2000 and 2005, ensures consistency of consumption and supply numbers for the projection years.
Source: PRIMES

## pg-detail
Hungary:Reference scenario(REF2015f) | [15 empty] | POWER GENERATION SECTOR - DETAILS
| 2000 | 2005 | 2010 | 2015 | 2020 | 2025 | 2030 | 2035 | 2040 | 2045 | 2050 | '00-'10 | '10-'20 | '20-'30 | '30-'40 | '40-'50
Annual % Change
Net Installed Power Capacity (in MWe) | 8589.4367 | 8296.6723 | 8291.7734 | 7494.5729 | 7075.4014 | 7666.1487 | 8463.0862 | 8440.1022 | 8855.7856 | 9771.3128 | 10092.9672 | -0.35207 | -1.5739 | 1.807 | 0.4546 | 1.3163
Nuclear energy | 1920 | 1920 | 1920 | 1960 | 1960 | 3221 | 4482 | 3522 | 3692 | 3692 | 3692 | 0 | 0.20641 | 8.6229 | -1.9203 | 0
Renewable energy | 48 | 66 | 348 | 431.0955 | 639.534 | 639.534 | 639.534 | 1290.734 | 1624.5639 | 1999.0344 | 2474.5554 | 21.9084 | 6.2743 | 0 | 9.7709 | 4.298
Hydro (pumping excluded) | 48 | 49 | 53 | 57 | 57 | 57 | 57 | 57 | 58 | 182.5316 | 267.0579 | 0.99583 | 0.73025 | 0 | 0.17407 | 16.4978
Lakes | 0 | 0 | 0 | 0 | 0 | 0 | 0 | 0 | 0 | 0 | 0 | 0 | 0 | 0 | 0 | 0
Run of river | 48 | 49 | 53 | 57 | 57 | 57 | 57 | 57 | 58 | 182.5316 | 267.0579 | 0.99583 | 0.73025 | 0 | 0.17407 | 16.4978
Wind power | 0 | 17 | 293 | 329.0955 | 476.5775 | 476.5775 | 476.5775 | 1127.7775 | 1317.1775 | 1456.5415 | 1615.9933 | 0 | 4.9848 | 0 | 10.7009 | 2.0656
Wind on-shore | 0 | 17 | 293 | 329.0955 | 476.5775 | 476.5775 | 476.5775 | 1127.7775 | 1317.1775 | 1456.5415 | 1615.9933 | 0 | 4.9848 | 0 | 10.7009 | 2.0656
Wind off-shore | 0 | 0 | 0 | 0 | 0 | 0 | 0 | 0 | 0 | 0 | 0 | 0 | 0 | 0 | 0 | 0
Solar | 0 | 0 | 2 | 45 | 105.9566 | 105.9566 | 105.9566 | 105.9566 | 249.3864 | 359.9613 | 591.5042 | 0 | 48.7338 | 0 | 8.9368 | 9.0206
Other renewables (tidal etc.) | 0 | 0 | 0 | 0 | 0 | 0 | 0 | 0 | 0 | 0 | 0 | 0 | 0 | 0 | 0 | 0
Thermal power | 6621.4367 | 6310.6723 | 6023.7734 | 5103.4774 | 4475.8674 | 3805.6147 | 3341.5521 | 3627.3682 | 3539.2217 | 4080.2784 | 3926.4118 | -0.94152 | -2.9265 | -2.8804 | 0.57637 | 1.0436
Solids fired | 1746.578 | 1380.363 | 1154.953 | 1136.753 | 673.6982 | 407.1782 | 395.9852 | 3.413 | 3.413 | 3.413 | 3.413 | -4.0516 | -5.2476 | -5.1753 | -37.835 | 0
Oil fired | 601.9861 | 175.8557 | 91.3057 | 91.3057 | 10.7833 | 10.7833 | 5.0564 | 5.0564 | 4.1834 | 0 | 0 | -17.1884 | -19.2346 | -7.2937 | -1.8774 | 0
Gas fired | 4160.4526 | 4621.7977 | 4604.5466 | 3496.2966 | 3383.8434 | 2978.3375 | 2531.1948 | 3207.7296 | 3093.4391 | 3607.3841 | 3482.6536 | 1.0194 | -3.0334 | -2.8615 | 2.0262 | 1.1922
Natural gas | 4094.9026 | 4556.2477 | 4538.9966 | 3430.7466 | 3333.435 | 2920.6005 | 2473.2337 | 3184.9108 | 3073.1586 | 3587.088 | 3462.3481 | 1.0349 | -3.0399 | -2.9407 | 2.1955 | 1.1995
Derived gasses | 65.55 | 65.55 | 65.55 | 65.55 | 50.4084 | 57.737 | 57.9611 | 22.8188 | 20.2806 | 20.2961 | 20.3055 | 0 | -2.5924 | 1.4059 | -9.9685 | 0.012291
Biomass-waste fired | 112.4201 | 132.6559 | 172.9681 | 349.1221 | 355.5425 | 357.3157 | 357.3157 | 359.1691 | 386.1861 | 417.4812 | 388.3452 | 4.4028 | 7.4713 | 0.049762 | 0.78002 | 0.055769
Hydrogen plants | 0 | 0 | 0 | 0 | 0 | 0 | 0 | 0 | 0 | 0 | 0 | 0 | 0 | 0 | 0 | 0
Geothermal heat | 0 | 0 | 0 | 30 | 52 | 52 | 52 | 52 | 52 | 52 | 52 | 0 | 0 | 0 | 0 | 0
Net Power Capacity Investment (1) (in MWe - for five years period) |  | 539.6156 | 631.3662 | 2168.1244 | 1886.6732 | 1408.1323 | 1771.9401 | 1646.1317 | 2542.1422 | 2258.4896 | 1043.4347 | 0 | 11.5685 | -0.62544 | 3.6752 | -8.5199
Nuclear energy |  | 0 | 0 | 960 | 1000 | 1261 | 1261 | 0 | 1170 | 0 | 0 | 0 | 0 | 2.3461 | -0.74621 | 0
Renewable energy |  | 18 | 282 | 87.0955 | 208.4386 | 0 | 0 | 670.2 | 661.6299 | 589.9226 | 671.3344 | 0 | -2.9774 | 0 | 0 | 0.14572
Hydro (pumping excluded) |  | 1 | 4 | 8 | 0 | 0 | 0 | 0 | 3 | 132.5316 | 92.5262 | 0 | 0 | 0 | 0 | 40.9011
Lakes |  | 0 | 0 | 0 | 0 | 0 | 0 | 0 | 0 | 0 | 0 | 0 | 0 | 0 | 0 | 0
Run of river |  | 1 | 4 | 8 | 0 | 0 | 0 | 0 | 3 | 132.5316 | 92.5262 | 0 | 0 | 0 | 0 | 40.9011
Wind power |  | 17 | 276 | 36.0955 | 147.482 | 0 | 0 | 668.2 | 472.2 | 285.8595 | 345.2653 | 0 | -6.0746 | 0 | 0 | -3.0824
Wind on-shore |  | 17 | 276 | 36.0955 | 147.482 | 0 | 0 | 668.2 | 472.2 | 285.8595 | 345.2653 | 0 | -6.0746 | 0 | 0 | -3.0824
Wind off-shore |  | 0 | 0 | 0 | 0 | 0 | 0 | 0 | 0 | 0 | 0 | 0 | 0 | 0 | 0 | 0
Solar |  | 0 | 2 | 43 | 60.9566 | 0 | 0 | 2 | 186.4299 | 171.5314 | 233.5429 | 0 | 40.734 | 0 | 0 | 2.2787
Other renewables (tidal etc.) |  | 0 | 0 | 0 | 0 | 0 | 0 | 0 | 0 | 0 | 0 | 0 | 0 | 0 | 0 | 0
Thermal power |  | 521.6156 | 349.3662 | 1121.0289 | 678.2346 | 147.1323 | 510.9401 | 975.9317 | 710.5124 | 1668.5671 | 372.1003 | 0 | 6.8587 | -2.7927 | 3.3523 | -6.2635
Solids fired |  | 0 | 0 | 0 | 395.9852 | 0 | 0 | 0 | 0 | 0 | 0 | 0 | 0 | 0 | 0 | 0
Oil fired |  | 1.3696 | 0 | 0 | 0 | 0 | 0 | 0 | 0 | 0 | 0 | 0 | 0 | 0 | 0 | 0
Gas fired |  | 471.5102 | 309.0539 | 1014.875 | 193.0291 | 145.3591 | 488.1401 | 973.7582 | 683.1753 | 1613.5562 | 240.6812 | 0 | -4.5977 | 9.7216 | 3.4186 | -9.907
Natural gas |  | 471.5102 | 309.0539 | 1014.875 | 176.8207 | 138.0304 | 487.916 | 973.6921 | 670.5135 | 1613.5407 | 240.6718 | 0 | -5.4308 | 10.6831 | 3.2301 | -9.7387
Derived gasses |  | 0 | 0 | 0 | 16.2084 | 7.3286 | 0.22409 | 0.066049 | 12.6618 | 0.015577 | 0.0093626 | 0 | 0 | -34.8269 | 49.6949 | -51.3716
Biomass-waste fired |  | 48.7358 | 40.3123 | 76.1539 | 67.2204 | 1.7732 | 22.8 | 2.1735 | 27.3371 | 55.0108 | 131.4191 | 0 | 5.2462 | -10.2482 | 1.8314 | 17.0013
Hydrogen plants |  | 0 | 0 | 0 | 0 | 0 | 0 | 0 | 0 | 0 | 0 | 0 | 0 | 0 | 0 | 0
Geothermal heat |  | 0 | 0 | 30 | 22 | 0 | 0 | 0 | 0 | 0 | 0 | 0 | 0 | 0 | 0 | 0
Gross Electricity generation by plant type (in GWh)(D) | 35191 | 35756 | 37371 | 27859.1684 | 33045.3246 | 35947.749 | 41924.5958 | 43186.4709 | 45270.5346 | 46770.4243 | 48604.7348 | 0.60286 | -1.2226 | 2.4085 | 0.77079 | 0.71318
Nuclear energy | 14180 | 13834 | 15761 | 15086.7967 | 15024.0547 | 24705.6585 | 34387.2623 | 26976.6107 | 28346.139 | 28346.139 | 28346.139 | 1.0627 | -0.47772 | 8.6328 | -1.9134 | 0
Renewable energy | 178 | 212 | 723 | 848.9749 | 1218.8174 | 1218.8174 | 1218.8174 | 2734.2325 | 3396.1318 | 4265.2151 | 5259.5997 | 15.0461 | 5.361 | 0 | 10.791 | 4.4713
Hydro (pumping excluded) | 178 | 202 | 188 | 231.6508 | 231.6508 | 231.6508 | 231.6508 | 231.6508 | 235.6298 | 731.1418 | 1071.7741 | 0.54808 | 2.1098 | 0 | 0.17045 | 16.3556
Lakes | 0 | 0 | 0 | 0 | 0 | 0 | 0 | 0 | 0 | 0 | 0 | 0 | 0 | 0 | 0 | 0
Run of river | 178 | 202 | 188 | 231.6508 | 231.6508 | 231.6508 | 231.6508 | 231.6508 | 235.6298 | 731.1418 | 1071.7741 | 0.54808 | 2.1098 | 0 | 0.17045 | 16.3556
Wind power | 0 | 10 | 534 | 585.2659 | 890.4584 | 890.4584 | 890.4584 | 2405.8269 | 2906.8872 | 3158.8956 | 3561.9727 | 0 | 5.2464 | 0 | 12.5593 | 2.0531
Wind on-shore | 0 | 10 | 534 | 585.2659 | 890.4584 | 890.4584 | 890.4584 | 2405.8269 | 2906.8872 | 3158.8956 | 3561.9727 | 0 | 5.2464 | 0 | 12.5593 | 2.0531
Wind off-shore | 0 | 0 | 0 | 0 | 0 | 0 | 0 | 0 | 0 | 0 | 0 | 0 | 0 | 0 | 0 | 0
Solar | 0 | 0 | 1 | 32.0583 | 96.7082 | 96.7082 | 96.7082 | 96.7547 | 253.6147 | 375.1777 | 625.8529 | 0 | 57.9597 | 0 | 10.1212 | 9.4535
Other renewables (tidal etc.) | 0 | 0 | 0 | 0 | 0 | 0 | 0 | 0 | 0 | 0 | 0 | 0 | 0 | 0 | 0 | 0
Thermal power | 20833 | 21710 | 20887 | 11923.3967 | 16802.4525 | 10023.2731 | 6318.5162 | 13475.6277 | 13528.2638 | 14159.0702 | 14998.9961 | 0.02589 | -2.1525 | -9.3173 | 7.9102 | 1.0374
Solids fired | 9603.585 | 7157.6362 | 6503.6 | 6436.2172 | 4940.0974 | 2223.6873 | 2166.6018 | 0.11099 | 0 | 0 | 0 | -3.8228 | -2.7122 | -7.9117 | 0 | 0
Oil fired | 4633.1206 | 716.3571 | 997.5672 | 51.8838 | 0 | 0 | 0 | 0 | 0 | 0 | 0 | -14.2356 | 0 | 0 | 0 | 0
Gas fired | 6476.1859 | 12087.9659 | 10863.6253 | 3382.8769 | 9556.8105 | 5394.5441 | 2219.068 | 11448.0204 | 11218.5189 | 11651.7396 | 11960.2887 | 5.309 | -1.2735 | -13.5857 | 17.5917 | 0.64231
Natural gas | 6359.1859 | 11964.9659 | 10747.6253 | 3062.6343 | 9253.6426 | 5082.3865 | 1918.3484 | 11278.2393 | 11073.4487 | 11603.7693 | 11911.1422 | 5.388 | -1.4855 | -14.56 | 19.1614 | 0.73191
Derived gasses | 117 | 123 | 116 | 320.2427 | 303.1679 | 312.1576 | 300.7197 | 169.7811 | 145.0702 | 47.9703 | 49.1465 | -0.085801 | 10.0836 | -0.081049 | -7.0303 | -10.2589
Biomass-waste fired | 120.1085 | 1748.0408 | 2522.2074 | 2014.9188 | 2240.5446 | 2340.0418 | 1867.8463 | 1962.4963 | 2244.7449 | 2442.3306 | 2973.7074 | 35.5878 | -1.1772 | -1.8029 | 1.8551 | 2.8521
Hydrogen plants | 0 | 0 | 0 | 0 | 0 | 0 | 0 | 0 | 0 | 0 | 0 | 0 | 0 | 0 | 0 | 0
Geothermal heat | 0 | 0 | 0 | 37.5 | 65 | 65 | 65 | 65 | 65 | 65 | 65 | 0 | 0 | 0 | 0 | 0
Net Electricity generation by plant type (in GWh)(D) | 32259 | 33219 | 34613 | 25786.543 | 31182.7909 | 34006.9449 | 39630.418 | 41340.6024 | 43281.5965 | 44765.7242 | 46549.8215 | 0.70681 | -1.0382 | 2.4263 | 0.8852 | 0.73061
Nuclear energy | 12982 | 12827 | 14799 | 14210 | 14250.768 | 23419.2468 | 32587.7256 | 25607.7576 | 26843.7936 | 26843.7936 | 26843.7936 | 1.3186 | -0.37678 | 8.6229 | -1.9203 | 0
Renewable energy | 163 | 207 | 708 | 844.1274 | 1213.9699 | 1213.9699 | 1213.9699 | 2729.385 | 3391.2843 | 4260.3676 | 5254.7327 | 15.8203 | 5.5401 | 0 | 10.8194 | 4.4765
Hydro (pumping excluded) | 163 | 197 | 184 | 226.8033 | 226.8033 | 226.8033 | 226.8033 | 226.8033 | 230.7823 | 726.2943 | 1066.9071 | 1.2192 | 2.1135 | 0 | 0.17407 | 16.5447
Lakes | 0 | 0 | 0 | 0 | 0 | 0 | 0 | 0 | 0 | 0 | 0 | 0 | 0 | 0 | 0 | 0
Run of river | 163 | 197 | 184 | 226.8033 | 226.8033 | 226.8033 | 226.8033 | 226.8033 | 230.7823 | 726.2943 | 1066.9071 | 1.2192 | 2.1135 | 0 | 0.17407 | 16.5447
Wind power | 0 | 10 | 523 | 585.2659 | 890.4584 | 890.4584 | 890.4584 | 2405.8269 | 2906.8872 | 3158.8956 | 3561.9727 | 0 | 5.4657 | 0 | 12.5593 | 2.0531
Wind on-shore | 0 | 10 | 523 | 585.2659 | 890.4584 | 890.4584 | 890.4584 | 2405.8269 | 2906.8872 | 3158.8956 | 3561.9727 | 0 | 5.4657 | 0 | 12.5593 | 2.0531
Wind off-shore | 0 | 0 | 0 | 0 | 0 | 0 | 0 | 0 | 0 | 0 | 0 | 0 | 0 | 0 | 0 | 0
Solar | 0 | 0 | 1 | 32.0583 | 96.7082 | 96.7082 | 96.7082 | 96.7547 | 253.6147 | 375.1777 | 625.8529 | 0 | 57.9597 | 0 | 10.1212 | 9.4535
Other renewables (tidal etc.) | 0 | 0 | 0 | 0 | 0 | 0 | 0 | 0 | 0 | 0 | 0 | 0 | 0 | 0 | 0 | 0
Thermal power | 19114 | 20185 | 19106 | 10732.4156 | 15718.0531 | 9373.7282 | 5828.7226 | 13003.4599 | 13046.5187 | 13661.563 | 14451.2953 | -0.0041862 | -1.933 | -9.444 | 8.3907 | 1.0279
Solids fired | 8632.0548 | 6275.1036 | 5458.5114 | 5585.5817 | 4372.9595 | 1988.5043 | 1939.137 | 0.10286 | 0 | 0 | 0 | -4.4796 | -2.193 | -7.8101 | 0 | 0
Oil fired | 4311.3473 | 688.2854 | 944.0668 | 50 | 0 | 0 | 0 | 0 | 0 | 0 | 0 | -14.0909 | 0 | 0 | 0 | 0
Gas fired | 6058.2482 | 11591.8265 | 10464.9987 | 3287.5793 | 9296.8607 | 5249.004 | 2158.4937 | 11193.5259 | 10983.8574 | 11417.8096 | 11711.1823 | 5.6183 | -1.1766 | -13.5865 | 17.6686 | 0.64323
Natural gas | 5946.5782 | 11474.2926 | 10357.1744 | 2978.9193 | 9003.8249 | 4947.0975 | 1867.6696 | 11029.7473 | 10843.0208 | 11371.1671 | 11663.4017 | 5.7055 | -1.3905 | -14.5549 | 19.2299 | 0.73201
Derived gasses | 111.6699 | 117.534 | 107.8243 | 308.66 | 293.0358 | 301.9065 | 290.8241 | 163.7786 | 140.8366 | 46.6425 | 47.7806 | -0.34983 | 10.5148 | -0.075734 | -6.9945 | -10.246
Biomass-waste fired | 112.3498 | 1629.7844 | 2238.4232 | 1771.7546 | 1983.2329 | 2071.2199 | 1666.0919 | 1744.8311 | 1997.6613 | 2178.7534 | 2675.113 | 34.8767 | -1.2031 | -1.7274 | 1.8315 | 2.9632
Hydrogen plants | 0 | 0 | 0 | 0 | 0 | 0 | 0 | 0 | 0 | 0 | 0 | 0 | 0 | 0 | 0 | 0
Geothermal heat | 0 | 0 | 0 | 37.5 | 65 | 65 | 65 | 65 | 65 | 65 | 65 | 0 | 0 | 0 | 0 | 0
Net Steam Generation Capacity (2)
Installed capacity of CHP plants
Electric capacity (in MWe) | 1464.4091 | 2047 | 1862 | 1143.7814 | 1574.9338 | 1080.349 | 1573.7423 | 1103.1174 | 939.2459 | 1474.1837 | 1422.0777 | 2.4311 | -1.6604 | -0.007568 | -5.0304 | 4.2352
Steam capacity (in MWth) | 4454.8414 | 5027.2544 | 3438 | 2362.5311 | 3035.0509 | 1851.2273 | 3164.8867 | 1740.7924 | 1601.3348 | 2323.8516 | 2133.6034 | -2.5577 | -1.2389 | 0.41977 | -6.5859 | 2.9113
Installed capacity of boilers (in MWth) | 1782.9086 | 2107.2989 | 1929.6226 | 3387.0229 | 3545.8503 | 3424.1467 | 3517.315 | 3514.6738 | 2687.2398 | 2587.3401 | 2225.2411 | 0.79392 | 6.2735 | -0.080768 | -2.6559 | -1.8688
District heating (in MWth) | 826.5504 | 1025.7923 | 859.0936 | 2176.1418 | 2163.994 | 2080.1923 | 2037.2127 | 2074.0163 | 1435.7212 | 1322.1611 | 1253.5466 | 0.38692 | 9.6785 | -0.60191 | -3.4386 | -1.3477
Industrial and refinery boilers (in MWth) | 956.3582 | 1081.5066 | 1070.529 | 1210.8811 | 1381.8563 | 1343.9544 | 1480.1023 | 1440.6575 | 1251.5186 | 1265.179 | 971.6945 | 1.1341 | 2.5856 | 0.6892 | -1.6635 | -2.499
Total steam generation capacity (in MWth) | 6237.75 | 7134.5533 | 5367.6226 | 5749.554 | 6580.9012 | 5275.374 | 6682.2017 | 5255.4662 | 4288.5746 | 4911.1917 | 4358.8446 | -1.4911 | 2.0588 | 0.15288 | -4.338 | 0.16266
Net Steam Generation Investment (1,2) (in MWe - for five years period)
Capacity Expansion for CHP plants
Electric capacity (in MWe) |  | 219.9412 | 86.9801 | 617.0154 | 290.7106 | 143.0619 | 38.1401 | 254.4668 | 573.5223 | 750.9302 | 320.5077 | 0 | 12.8247 | -18.3808 | 31.1345 | -5.6528
Steam capacity (in MWth) |  | 540.1564 | 160.6002 | 419.2754 | 509.8916 | 158.7501 | 85.1192 | 450.2258 | 1119.8582 | 1171.5913 | 432.8898 | 0 | 12.2466 | -16.3906 | 29.3938 | -9.067
Investment for boilers (in MWth) |  | 680.972 | 243.7835 | 3122.9617 | 615.213 | 334.6818 | 549.5539 | 466.6584 | 757.7795 | 189.2193 | 148.5033 | 0 | 9.6989 | -1.1223 | 3.265 | -15.0391
District heating (in MWth) |  | 316.42 | 205.3237 | 2413.7916 | 230.1637 | 158.5098 | 199.3319 | 280.3772 | 576.1924 | 70.3247 | 18.6715 | 0 | 1.1486 | -1.4279 | 11.1985 | -29.0322
Industrial and refinery boilers (in MWth) |  | 364.552 | 38.4598 | 709.1701 | 385.0493 | 176.172 | 350.2219 | 186.2812 | 181.5871 | 118.8945 | 129.8318 | 0 | 25.9073 | -0.94356 | -6.3572 | -3.2993
Total steam generation investment (in MWth) |  | 1221.1284 | 404.3837 | 3542.2371 | 1125.1045 | 493.432 | 634.673 | 916.8842 | 1877.6377 | 1360.8106 | 581.3931 | 0 | 10.7745 | -5.5644 | 11.4567 | -11.0623
Net electric efficiencies of thermal power plants (3)
Solid fuel plants | 0.29745 | 0.29745 | 0.29745 | 0.29936 | 0.30288 | 0.30342 | 0.30289 | 0.3472 | 0.3472 | 0.3472 | 0.3472 | 0 | 0.18137 | 0.00033562 | 1.3745 | 0
Simple cycle gas and oil plants | 0.32823 | 0.32823 | 0.33281 | 0.35154 | 0.37227 | 0.37248 | 0.38156 | 0.38795 | 0.38375 | 0.38823 | 0.40053 | 0.13882 | 1.1268 | 0.24664 | 0.057353 | 0.4289
Gas turbine combined cycle gas plants | 0.50607 | 0.50864 | 0.51041 | 0.51682 | 0.51901 | 0.5201 | 0.52084 | 0.55115 | 0.56235 | 0.59566 | 0.60338 | 0.085423 | 0.1672 | 0.035198 | 0.76985 | 0.70655
Biomass & Waste plants | 0.26787 | 0.31714 | 0.3284 | 0.33928 | 0.36414 | 0.36409 | 0.36409 | 0.36431 | 0.36846 | 0.38031 | 0.40536 | 2.0582 | 1.0383 | -0.0012893 | 0.11915 | 0.95924
(1) Including new power plants, premature replacement and retrofitting
(2) Electric capacity of CHP plants is also included in power capacity. Boilers capacity also includes industrial and refinery boilers capacity besides district heating
(3) Net electric efficiencies are averages for electricity only plants.
Source: PRIMES

## pg-costs
Hungary:Reference scenario(REF2015f) | [15 empty] | ELECTRICITY AND STEAM GENERATION COSTS
| 2000 | 2005 | 2010 | 2015 | 2020 | 2025 | 2030 | 2035 | 2040 | 2045 | 2050 | '00-'10 | '10-'20 | '20-'30 | '30-'40 | '40-'50
Annual % Change
Total Cost of Electricity and Steam supply (1) (MEuro'13) | 2722.2077 | 3743.0835 | 4211.8161 | 4308.5132 | 4481.905 | 4912.4131 | 5251.7314 | 5911.8091 | 6405.4404 | 6790.9382 | 7078.1101 | 4.4612 | 0.62348 | 1.5977 | 2.0057 | 1.0036
Annual capital costs | 476.6921 | 505.5306 | 429.2257 | 897.8964 | 773.0367 | 1218.6054 | 1632.2285 | 1707.6541 | 2019.787 | 2032.1551 | 2064.9867 | -1.0434 | 6.06 | 7.7601 | 2.1533 | 0.22156
Fixed operating costs | 408.7304 | 466.942 | 522.6761 | 570.184 | 437.6382 | 583.3771 | 769.0236 | 691.231 | 700.3122 | 768.0507 | 807.7642 | 2.4895 | -1.76 | 5.7992 | -0.93159 | 1.4377
Variable operating costs | 60.8596 | 61.8867 | 59.7035 | 41.3765 | 53.1113 | 102.0968 | 159.3839 | 169.5901 | 231.5778 | 232.2067 | 234.5134 | -0.19162 | -1.1632 | 11.6158 | 3.8067 | 0.12605
Fuel costs | 899.384 | 1439.4058 | 1918.9424 | 1050.1193 | 1531.7733 | 1296.0567 | 1213.5184 | 1749.4274 | 1724.2297 | 1788.4865 | 1849.102 | 7.8727 | -2.2283 | -2.3021 | 3.575 | 0.70165
Taxes and subsidies | 36.0147 | 187.3278 | 52.7303 | 63.9525 | 145.6644 | 156.3877 | 180.8538 | 228.1162 | 245.037 | 326.9236 | 416.3677 | 3.8862 | 10.6953 | 2.1874 | 3.0838 | 5.4446
Other Costs (Transmission & distribution, net imports, etc.) | 840.5269 | 1081.9906 | 1228.5382 | 1684.9845 | 1540.6812 | 1555.8894 | 1296.7233 | 1365.7902 | 1484.4967 | 1643.1157 | 1705.3762 | 3.8685 | 2.2898 | -1.7091 | 1.3615 | 1.3968
Expenditures for Power Generation (incl. total CHP cost) | 1675.2293 | 2157.7572 | 2516.8081 | 2105.5917 | 2346.8954 | 2769.8455 | 3260.3852 | 3836.5604 | 4216.9076 | 4459.1301 | 4718.0186 | 4.1544 | -0.69654 | 3.3422 | 2.6059 | 1.1292
Annual capital costs | 452.326 | 435.9279 | 364.0625 | 848.7423 | 654.0407 | 1090.9153 | 1466.3508 | 1469.0154 | 1755.3388 | 1840.713 | 1902.5615 | -2.1474 | 6.0334 | 8.4085 | 1.8151 | 0.80864
Fixed operating costs | 401.6349 | 455.5773 | 508.6449 | 564.2236 | 427.1239 | 567.3603 | 743.0929 | 644.2571 | 639.0944 | 704.4797 | 750.0885 | 2.3902 | -1.7316 | 5.6937 | -1.4964 | 1.6143
Variable operating costs | 53.2569 | 54.2261 | 52.9306 | 38.1756 | 48.857 | 96.271 | 153.5053 | 163.4421 | 224.1148 | 224.5576 | 227.1676 | -0.061439 | -0.79764 | 12.1294 | 3.8567 | 0.13539
Fuel costs | 737.2382 | 1152.0718 | 1561.0796 | 617.5729 | 1081.1785 | 899.9088 | 766.0536 | 1374.3414 | 1393.0604 | 1417.2747 | 1485.6608 | 7.7908 | -3.6066 | -3.3869 | 6.1625 | 0.64564
Taxes and subsidies | 30.7732 | 59.9541 | 30.0906 | 36.8772 | 135.6954 | 115.3901 | 131.3826 | 185.5044 | 205.2992 | 272.1051 | 352.5402 | -0.22409 | 16.2555 | -0.32247 | 4.5647 | 5.5558
of which for Electricity only power plants Generation | 1359.4393 | 1390.6331 | 1422.1588 | 1396.025 | 1416.2338 | 1964.9585 | 2458.9495 | 2839.3184 | 3264.02 | 3244.3609 | 3244.4919 | 0.45206 | -0.041741 | 5.6724 | 2.8727 | -0.05999
Annual capital costs | 444.0338 | 398.3141 | 322.951 | 619.4827 | 410.8911 | 879.7468 | 1267.3073 | 1298.5567 | 1652.0867 | 1715.5862 | 1763.2815 | -3.1338 | 2.4375 | 11.922 | 2.6869 | 0.6535
Fixed operating costs | 381.3342 | 426.6445 | 474.5996 | 465.5983 | 346.016 | 490.7475 | 671.8306 | 569.4306 | 563.8929 | 610.0511 | 666.3148 | 2.2121 | -3.1105 | 6.8603 | -1.7362 | 1.683
Variable operating costs | 48.5047 | 47.7214 | 47.1802 | 24.4814 | 32.7981 | 83.1068 | 141.9967 | 148.1979 | 208.2227 | 204.2844 | 202.0853 | -0.27648 | -3.5707 | 15.7825 | 3.9023 | -0.29874
Fuel costs | 462.4465 | 472.8761 | 553.9812 | 262.2752 | 524.6127 | 441.6677 | 320.8073 | 725.4925 | 727.3666 | 606.4689 | 509.8491 | 1.8224 | -0.54322 | -4.7992 | 8.5303 | -3.4908
Taxes and subsidies | 23.1201 | 45.0769 | 23.4468 | 24.1875 | 101.9159 | 69.6896 | 57.0076 | 97.6407 | 112.4511 | 107.9703 | 102.9612 | 0.14041 | 15.8286 | -5.6441 | 7.0294 | -0.87778
of which for CHP Generation | 315.79 | 767.1241 | 1094.6493 | 709.5667 | 930.6617 | 804.887 | 801.4357 | 997.242 | 952.8876 | 1214.7692 | 1473.5268 | 13.2368 | -1.6098 | -1.4838 | 1.746 | 4.4556
Annual capital costs | 8.2923 | 37.6138 | 41.1116 | 229.2596 | 243.1496 | 211.1684 | 199.0435 | 170.4587 | 103.2521 | 125.1268 | 139.28 | 17.3624 | 19.4513 | -1.9816 | -6.3527 | 3.0384
Fixed operating costs | 20.3008 | 28.9328 | 34.0453 | 98.6253 | 81.1079 | 76.6128 | 71.2623 | 74.8265 | 75.2015 | 94.4286 | 83.7737 | 5.3063 | 9.0688 | -1.2858 | 0.53948 | 1.0853
Variable operating costs | 4.7521 | 6.5046 | 5.7503 | 13.6942 | 16.0589 | 13.1641 | 11.5086 | 15.2442 | 15.8921 | 20.2732 | 25.0823 | 1.9249 | 10.8159 | -3.2768 | 3.2799 | 4.6691
Fuel costs | 274.7917 | 679.1957 | 1007.0984 | 355.2977 | 556.5658 | 458.2411 | 445.2463 | 648.8489 | 665.6938 | 810.8058 | 975.8117 | 13.8693 | -5.758 | -2.2069 | 4.104 | 3.8985
Taxes and subsidies | 7.6531 | 14.8772 | 6.6437 | 12.6897 | 33.7794 | 45.7005 | 74.375 | 87.8638 | 92.8481 | 164.1348 | 249.579 | -1.4044 | 17.6587 | 8.2125 | 2.2432 | 10.3935
Expenditures for Steam Boilers Generation (2) | 206.4515 | 503.3358 | 466.4698 | 517.937 | 594.3284 | 586.6782 | 694.6229 | 709.4585 | 704.036 | 688.6925 | 654.7153 | 8.4927 | 2.452 | 1.5716 | 0.1347 | -0.72366
Annual capital costs | 24.3661 | 69.6027 | 65.1632 | 49.154 | 118.996 | 127.6902 | 165.8777 | 238.6388 | 264.4481 | 191.4421 | 162.4252 | 10.3371 | 6.207 | 3.3774 | 4.7744 | -4.7574
Fixed operating costs | 7.0954 | 11.3647 | 14.0312 | 5.9604 | 10.5144 | 16.0167 | 25.9306 | 46.9739 | 61.2178 | 63.571 | 57.6757 | 7.0562 | -2.8442 | 9.4468 | 8.9699 | -0.59424
Variable operating costs | 7.6028 | 7.6607 | 6.7729 | 3.2008 | 4.2543 | 5.8259 | 5.8786 | 6.1481 | 7.4631 | 7.6491 | 7.3458 | -1.1492 | -4.5435 | 3.2867 | 2.4152 | -0.15828
Fuel costs | 162.1457 | 287.334 | 357.8628 | 432.5464 | 450.5947 | 396.1478 | 447.4648 | 375.0861 | 331.1693 | 371.2118 | 363.4412 | 8.2383 | 2.3309 | -0.069681 | -2.9648 | 0.93421
Taxes and subsidies | 5.2414 | 127.3737 | 22.6397 | 27.0753 | 9.969 | 40.9976 | 49.4712 | 42.6117 | 39.7378 | 54.8185 | 63.8275 | 15.7556 | -7.8749 | 17.3735 | -2.1671 | 4.8529
Average production costs (1) (Euro'13 per MWhe+MWhth) | 45.7505 | 63.7582 | 74.4825 | 92.7092 | 85.8553 | 90.9642 | 86.8769 | 97.0472 | 101.7729 | 104.9304 | 105.8588 | 4.9943 | 1.4311 | 0.11835 | 1.5951 | 0.3944
Fixed costs (Capital & fixed operating costs) | 14.8808 | 16.5647 | 16.8336 | 31.5897 | 23.1917 | 33.3677 | 39.7228 | 39.3797 | 43.2183 | 43.2675 | 42.9643 | 1.2407 | 3.256 | 5.5287 | 0.84697 | -0.058929
Variable costs (Variable operating & fuel costs) | 16.7435 | 28.7633 | 35.9232 | 24.8626 | 33.1504 | 28.7858 | 25.703 | 35.247 | 34.9681 | 36.2743 | 37.3893 | 7.9327 | -0.80008 | -2.5124 | 3.1261 | 0.67171
Other Costs (Transmission & distribution, net imports, etc.) | 14.1262 | 18.4302 | 21.7257 | 36.257 | 29.5133 | 28.8107 | 21.4511 | 22.4206 | 23.5864 | 25.3887 | 25.5053 | 4.3986 | 3.1109 | -3.1403 | 0.95349 | 0.7852
in Power Generation (3) (Euro'13 per MWhe+MWhth) | 34.3366 | 45.8788 | 53.5543 | 61.6516 | 58.5653 | 64.2753 | 65.9095 | 75.5285 | 79.3218 | 81.0239 | 82.3714 | 4.5451 | 0.89849 | 1.1884 | 1.8696 | 0.37796
Fixed costs (Capital & fixed operating costs) | 17.5034 | 18.9554 | 18.57 | 41.3716 | 26.9798 | 38.4809 | 44.6645 | 41.603 | 45.0403 | 46.247 | 46.3123 | 0.59331 | 3.806 | 5.1701 | 0.083835 | 0.27889
Variable costs (Variable operating & fuel costs) | 16.8333 | 26.9234 | 34.9842 | 20.2801 | 31.5855 | 25.7944 | 21.245 | 33.9255 | 34.2815 | 34.7769 | 36.0591 | 7.5896 | -1.0168 | -3.8881 | 4.9011 | 0.50679
in Steam Boilers Generation (2) (Euro'13 per MWhth) | 19.2716 | 43.1094 | 48.8336 | 42.0392 | 48.9971 | 53.7727 | 63.2471 | 70.1001 | 72.0125 | 71.1184 | 68.2972 | 9.7438 | 0.033436 | 2.5857 | 1.3064 | -0.52831
Fixed costs (Capital & fixed operating costs) | 2.9368 | 6.9346 | 8.2907 | 4.4735 | 10.677 | 13.1716 | 17.4646 | 28.2208 | 33.3108 | 26.3342 | 22.96 | 10.9356 | 2.5619 | 5.0439 | 6.6701 | -3.6529
Variable costs (Variable operating & fuel costs) | 16.3348 | 36.1747 | 40.5429 | 37.5658 | 38.3202 | 40.601 | 45.7825 | 41.8793 | 38.7017 | 44.7843 | 45.3372 | 9.5167 | -0.56227 | 1.7952 | -1.6661 | 1.595
Investment expenditure (4) (in MEuro'13-for 5 years period) |  | 764.2671 | 869.7344 | 2190.1077 | 1712.9499 | 5390.4635 | 5234.7021 | 1521.8176 | 4446.5388 | 1654.5443 | 1018.2069 | 0 | 7.0128 | 11.8188 | -1.6186 | -13.7058
in Power plants (incl. CHP) |  | 628.9787 | 804.3669 | 2029.7076 | 1579.6432 | 5283.7712 | 5125.3822 | 1407.7069 | 4352.4245 | 1596.8663 | 982.294 | 0 | 6.9819 | 12.4907 | -1.6214 | -13.831
Electricity only power plants |  | 351.8546 | 667.5804 | 1381.2058 | 1261.6215 | 5248.7758 | 5115.6217 | 1331.2289 | 4127.7276 | 894.9276 | 542.2605 | 0 | 6.5719 | 15.0262 | -2.1229 | -18.37
CHP power plants |  | 277.124 | 136.7865 | 648.5018 | 318.0217 | 34.9954 | 9.7605 | 76.478 | 224.6969 | 701.9387 | 440.0336 | 0 | 8.8031 | -29.4168 | 36.8398 | 6.952
by plant type
Nuclear |  | 0 | 0 | 768 | 800 | 5246.523 | 5044.7337 | 0 | 3685.5 | 0 | 0 | 0 | 0 | 20.2195 | -3.0906 | -100
Renewable energy |  | 26.3 | 435.1496 | 114.6097 | 258.5413 | 0 | 0 | 863.6924 | 370.5596 | 537.4855 | 564.8019 | 0 | -5.0731 | -100 | 0 | 4.3047
Hydro (pumping excluded) |  | 2.5 | 10 | 8.9116 | 0 | 0 | 0 | 0 | 1.41 | 285.8161 | 190.7303 | 0 | -100 | 0 | 0 | 63.3503
Wind |  | 23.8 | 422.28 | 43.9787 | 203.6804 | 0 | 0 | 863.6084 | 257.8588 | 167.831 | 207.3927 | 0 | -7.0317 | -100 | 0 | -2.1544
Solar |  | 0 | 2.8696 | 61.7193 | 54.8609 | 0 | 0 | 0.084 | 111.2908 | 83.8384 | 166.6789 | 0 | 34.3212 | -100 | 0 | 4.1219
Other renewables (tidal etc.) |  | 0 | 0 | 0 | 0 | 0 | 0 | 0 | 0 | 0 | 0 | 0 | 0 | 0 | 0 | 0
Thermal |  | 602.6787 | 369.2173 | 1147.0979 | 521.1018 | 37.2481 | 80.6486 | 544.0145 | 296.365 | 1059.3808 | 417.4921 | 0 | 3.5056 | -17.0212 | 13.8998 | 3.4861
Solids fired |  | 0 | 0 | 0 | 103.1237 | 0 | 0 | 0 | 0 | 0 | 0 | 0 | 0 | -100 | 0 | 0
Oil fired |  | 1.3187 | 0 | 0 | 0 | 0 | 0 | 0 | 0 | 0 | 0 | 0 | 0 | 0 | 0 | 0
Gas fired |  | 465.8008 | 245.9219 | 754.6692 | 191.6626 | 31.5531 | 74.9486 | 540.8095 | 253.6114 | 968.4988 | 236.9924 | 0 | -2.462 | -8.962 | 12.9641 | -0.67546
Biomass-waste fired |  | 135.5592 | 123.2954 | 222.6287 | 108.1755 | 5.6951 | 5.7 | 3.205 | 42.7535 | 90.882 | 180.4998 | 0 | -1.2998 | -25.4969 | 22.3234 | 15.4916
Hydrogen plants |  | 0 | 0 | 0 | 0 | 0 | 0 | 0 | 0 | 0 | 0 | 0 | 0 | 0 | 0 | 0
Geothermal heat |  | 0 | 0 | 169.8 | 118.14 | 0 | 0 | 0 | 0 | 0 | 0 | 0 | 0 | -100 | 0 | 0
in Steam Boilers (2) |  | 135.2884 | 65.3675 | 160.4001 | 133.3067 | 106.6923 | 109.3199 | 114.1107 | 94.1143 | 57.678 | 35.9128 | 0 | 7.3863 | -1.9642 | -1.4865 | -9.1846
Average effective investment expenditure (5) (Euro'13 per KW) |  | 434.0592 | 839.7147 | 383.5322 | 568.7504 | 2834.7522 | 2175.1324 | 593.7605 | 1006.0543 | 457.1448 | 626.6552 | 0 | -3.8213 | 14.3553 | -7.4208 | -4.6236
in Power plants (incl. CHP) |  | 1165.6051 | 1274.0101 | 936.1583 | 837.2638 | 3752.3258 | 2892.5257 | 855.1606 | 1712.109 | 707.0505 | 941.4044 | 0 | -4.111 | 13.1987 | -5.1089 | -5.8057
Electricity only power plants |  | 1100.6656 | 1226.2996 | 890.4634 | 790.5082 | 4148.9988 | 2950.5259 | 956.5728 | 2096.7621 | 593.6267 | 750.0901 | 0 | -4.2958 | 14.0773 | -3.3582 | -9.7689
CHP power plants |  | 1259.9917 | 1572.6179 | 1051.0301 | 1093.946 | 244.6174 | 255.912 | 300.5423 | 391.7841 | 934.7589 | 1372.9269 | 0 | -3.5644 | -13.5212 | 4.3508 | 13.3601
by plant type
Nuclear |  | 0 | 0 | 800 | 800 | 4160.6051 | 4000.5818 | 0 | 3150 | 0 | 0
Renewable energy |  | 1461.1111 | 1543.0836 | 1315.9087 | 1240.3719 | 0 | 0 | 1288.7084 | 560.0708 | 911.1119 | 841.3123 | 0 | -2.16 | -100 | 0 | 4.1529
Hydro (pumping excluded) |  | 2500 | 2500 | 1113.9557 | 0 | 0 | 0 | 0 | 470 | 2156.5874 | 2061.365 | 0 | -100 | 0 | 0 | 15.9326
Wind |  | 1400 | 1530 | 1218.3996 | 1381.0529 | 0 | 0 | 1292.44 | 546.0796 | 587.1102 | 600.6764 | 0 | -1.019 | -100 | 0 | 0.95747
Solar |  | 0 | 1434.7826 | 1435.3333 | 900 | 0 | 0 | 42 | 596.958 | 488.764 | 713.6971 | 0 | -4.5567 | -100 | 0 | 1.8022
Other renewables (tidal etc.) |  | 0 | 0 | 0 | 0 | 0 | 0 | 0 | 0 | 0 | 0 | 0 | 0 | 0 | 0 | 0
Thermal |  | 1155.4078 | 1056.8205 | 1023.2545 | 768.3209 | 253.1609 | 157.8435 | 557.4309 | 417.1144 | 634.9046 | 1121.9881 | 0 | -3.1378 | -14.6372 | 10.2054 | 10.4011
Solids fired |  | 0 | 0 | 0 | 260.4232 | 0 | 0 | 0 | 0 | 0 | 0 | 0 | 0 | -100 | 0 | 0
Oil fired |  | 962.8223 | 0 | 0 | 0 | 0 | 0 | 0 | 0 | 0 | 0 | 0 | 0 | 0 | 0 | 0
Gas fired |  | 987.8913 | 795.7251 | 743.6081 | 992.9207 | 217.0699 | 153.5391 | 555.3838 | 371.2245 | 600.2263 | 984.6735 | 0 | 2.2387 | -17.0282 | 9.23 | 10.2467
Biomass-waste fired |  | 2781.5124 | 3058.508 | 2923.4029 | 1609.2664 | 3211.697 | 250 | 1474.5675 | 1563.9396 | 1652.0748 | 1373.4662 | 0 | -6.2197 | -16.9898 | 20.1235 | -1.2903
Hydrogen plants |  | 0 | 0 | 0 | 0 | 0 | 0 | 0 | 0 | 0 | 0 | 0 | 0 | 0 | 0 | 0
Geothermal heat |  | 0 | 0 | 5660 | 5370 | 0 | 0 | 0 | 0 | 0 | 0 | 0 | 0 | -100 | 0 | 0
in Steam Boilers (2) |  | 198.6696 | 268.1374 | 51.3615 | 216.6838 | 318.7874 | 198.9247 | 244.5274 | 124.1975 | 304.8211 | 241.8319 | 0 | -2.1081 | -0.85148 | -4.6013 | 6.8907
Decomposition of electricity generation costs and prices (6)
Total Electricity Sales (in GWh) |  | 35497.6744 | 36002.3256 | 36201.1495 | 37677.763 | 40064.2046 | 40961.2338 | 42186.6261 | 44548.4786 | 46890.9641 | 48551.8563 | 0 | 0.4559 | 0.83906 | 0.84305 | 0.86426
Average cost of electricity generation (Euro'13 per MWhe) |  | 60.7859 | 69.9068 | 58.1637 | 62.2886 | 69.1352 | 79.5969 | 90.9426 | 94.6588 | 95.0957 | 97.1748 | 0 | -1.1472 | 2.4823 | 1.7482 | 0.26267
Annual capital cost |  | 12.2805 | 10.1122 | 23.4452 | 17.3588 | 27.2292 | 35.7985 | 34.8218 | 39.4029 | 39.2552 | 39.1862 | 0 | 5.5522 | 7.5064 | 0.96395 | -0.055137
Fixed O&M cost |  | 12.834 | 14.1281 | 15.5858 | 11.3362 | 14.1613 | 18.1414 | 15.2716 | 14.346 | 15.0238 | 15.4492 | 0 | -2.1776 | 4.8142 | -2.3199 | 0.7436
Variable non fuel cost (7) |  | 1.5276 | 1.4702 | 1.0545 | 1.2967 | 2.4029 | 3.7476 | 3.8743 | 5.0308 | 4.7889 | 4.6789 | 0 | -1.2479 | 11.1964 | 2.9885 | -0.72262
Fuel cost |  | 32.4549 | 43.3605 | 17.0595 | 28.6954 | 22.4617 | 18.7019 | 32.5777 | 31.2707 | 30.2249 | 30.5995 | 0 | -4.0441 | -4.1908 | 5.275 | -0.21674
Tax on fuels and ETS auction payments |  | 1.689 | 0.83579 | 1.0187 | 3.6015 | 2.8801 | 3.2075 | 4.3972 | 4.6084 | 5.8029 | 7.2611 | 0 | 15.7279 | -1.1519 | 3.6905 | 4.6514
Additional supply costs (Euro'13 per MWhe) |  | 28.4915 | 32.3428 | 45.3416 | 39.6688 | 37.782 | 30.5122 | 31.3079 | 32.2895 | 34.0095 | 34.1034 | 0 | 2.0627 | -2.5903 | 0.56776 | 0.54807
Transmission, distribution and sales costs |  | 21.795 | 24.4147 | 23.2647 | 23.4587 | 23.2507 | 23.1519 | 24.1536 | 24.5442 | 24.936 | 25.2894 | 0 | -0.39862 | -0.13155 | 0.5857 | 0.29951
Other costs |  | 6.6965 | 7.9282 | 22.0769 | 16.2101 | 14.5313 | 7.3602 | 7.1542 | 7.7452 | 9.0736 | 8.8141 | 0 | 7.4141 | -7.5918 | 0.51115 | 1.3012
Estimation of RES supporting costs passed on to consumers (8) |  | 0 | 0 | 3.7022 | 4.2396 | 4.5734 | 3.7086 | 1.7191 | 0.4622 | 0 | 0
Average price of electricity (pre-tax) (Euro'13 per MWhe) |  | 94.3501 | 117.761 | 102.1586 | 115.864 | 120.7209 | 130.8419 | 136.5752 | 136.4939 | 136.2368 | 135.2182 | 0 | -0.16227 | 1.2231 | 0.4238 | -0.093853
Excise tax and VAT on electricity (Euro'13 per MWhe) |  | 7.8095 | 11.3806 | 9.6498 | 11.0614 | 11.7273 | 13.0461 | 14.0597 | 14.2517 | 14.3526 | 14.4116 | 0 | -0.28403 | 1.6639 | 0.8878 | 0.11162
Average price of electricity (after tax) (Euro'13 per MWhe) |  | 102.1596 | 129.1416 | 111.8085 | 126.9254 | 132.4482 | 143.888 | 150.6349 | 150.7456 | 150.5894 | 149.6298 | 0 | -0.17295 | 1.2623 | 0.46667 | -0.074264
| 0 | 0 | 0 | 0 | 0 | 0 | 0 | 0 | 0 | 0 | 0 | 0 | 0 | 0 | 0 | 0
(1)Total (and average) costs include all costs related to electricity and steam generation in power plants (including the costs of energy consumed for On Site CHP steam generation), in district heating plants as well as in industrial and refinery boilers; they also include costs for transmission, distribution and net electricity imports
(2) including steam generation in district heating plants as well as in industrial and refinery boilers
(3) including steam generation in CHP power plants
(4) including investment in electricity and steam generation power plants, district heating plants as well as in industrial and refinery boilers.
(5) all types investment included: extension of lifetime, refurbishment, new plants construction
(6) average costs and prices calculated with respect to total electricity sales
(7) includes costs for CO2 storage were applicable
(8) extra costs due to renewable recovery which are passed on to consumers
Source: PRIMES

## pg-indicators
Hungary:Reference scenario(REF2015f) | [15 empty] | POWER GENERATION INDICATORS
| 2000 | 2005 | 2010 | 2015 | 2020 | 2025 | 2030 | 2035 | 2040 | 2045 | 2050 | '00-'10 | '10-'20 | '20-'30 | '30-'40 | '40-'50
Annual % Change
Capacity indicators
Demand side load factor (1) (%)
Electricity | 75.7958 | 76.3646 | 73.3661 | 75.5384 | 76.2147 | 77.056 | 76.5007 | 76.7199 | 76.7907 | 76.4406 | 76.6678 | -0.32528 | 0.38165 | 0.037459 | 0.037842 | -0.016009
Steam | 78.5319 | 78.8636 | 78.0215 | 68.8392 | 68.8902 | 70.0312 | 69.5973 | 69.0888 | 69.1747 | 69.3068 | 69.3912 | -0.06519 | -1.237 | 0.10216 | -0.060886 | 0.031261
System Reserve margin (2) | 1.8063 | 1.4088 | 1.5481 | 1.38 | 1.18 | 1.21 | 1.3 | 1.13 | 1.14 | 1.12 | 1.12 | -1.5305 | -2.6786 | 0.9732 | -1.3048 | -0.17684
Utilisation rate (3) of electric capacities (%)
Net capacity | 42.8728 | 45.7066 | 47.6527 | 39.2773 | 50.3106 | 50.6391 | 53.4559 | 55.9146 | 55.792 | 52.2984 | 52.6496 | 1.0626 | 0.54424 | 0.60825 | 0.42865 | -0.57805
Utilisation rate (3) of steam capacities (%) | 49.855 | 40.7825 | 46.6494 | 41.073 | 36.4626 | 43.2718 | 35.5676 | 42.522 | 52.3239 | 46.378 | 53.2006 | -0.6624 | -2.4336 | -0.2482 | 3.9357 | 0.16631
Overall efficiency of net electricity production (4) (%) | 28.6117 | 30.7362 | 31.6524 | 34.1653 | 36.5322 | 34.9609 | 33.4582 | 38.3719 | 39.7902 | 40.8121 | 41.7021 | 1.0151 | 1.4441 | -0.87514 | 1.7483 | 0.47043
Efficiency of net thermal electricity production (%) | 27.3571 | 30.4974 | 31.2107 | 33.5421 | 37.9793 | 36.3785 | 30.0286 | 46.2362 | 46.718 | 48.844 | 49.9827 | 1.3266 | 1.9822 | -2.3216 | 4.5189 | 0.67775
Ratios for electricity and steam (%)
Net imports ratio (5) | 8.9051 | 14.8318 | 12.2049 | 33.4433 | 23.2719 | 21.1077 | 10.2602 | 8.9984 | 9.4293 | 10.6729 | 9.949 | 3.2024 | 6.6669 | -7.8633 | -0.84092 | 0.53789
excluding self consumption | 9.6364 | 15.7856 | 13.0503 | 35.1856 | 24.3238 | 22.0467 | 10.7901 | 9.3626 | 9.8201 | 11.0978 | 10.3427 | 3.0791 | 6.4243 | -7.8067 | -0.93754 | 0.5199
Electricity losses ratio (6) | 12.5297 | 9.3883 | 8.929 | 8.5624 | 8.1911 | 7.8142 | 7.4116 | 7.2157 | 6.8947 | 6.6138 | 6.2398 | -3.3313 | -0.85876 | -0.99511 | -0.72025 | -0.99319
excluding self consumption | 13.5588 | 9.992 | 9.5475 | 9.0085 | 8.5614 | 8.1618 | 7.7943 | 7.5077 | 7.1805 | 6.8772 | 6.4867 | -3.4468 | -1.0842 | -0.93426 | -0.81699 | -1.0109
Self consumption ratio (7) | 8.3317 | 7.0953 | 7.3801 | 7.4397 | 5.6363 | 5.399 | 5.4722 | 4.2742 | 4.3934 | 4.2863 | 4.2278 | -1.2055 | -2.6595 | -0.29512 | -2.1716 | -0.38358
Shares in net electricity generation
Thermal generation (incl. biomass-waste, geothermal heat) | 59.2517 | 60.7634 | 55.1989 | 41.6202 | 50.4062 | 27.5642 | 14.7077 | 31.4545 | 30.1433 | 30.5179 | 31.0448 | -0.706 | -0.90418 | -11.589 | 7.4397 | 0.29511
Carbon free generation | 41.0966 | 44.1428 | 51.2681 | 65.3961 | 56.1623 | 78.7176 | 89.6604 | 72.9234 | 74.6223 | 74.4943 | 74.8416 | 2.2361 | 0.91594 | 4.789 | -1.8191 | 0.029346
Nuclear energy | 40.243 | 38.6134 | 42.7556 | 55.1063 | 45.7007 | 68.8661 | 82.2291 | 61.9434 | 62.0213 | 59.9651 | 57.6668 | 0.60747 | 0.66837 | 6.0499 | -2.7809 | -0.72531
Hydro and Intermittent Renewables | 0.50529 | 0.62314 | 2.0455 | 3.2735 | 3.8931 | 3.5698 | 3.0632 | 6.6022 | 7.8354 | 9.517 | 11.2884 | 15.0074 | 6.6473 | -2.3688 | 9.847 | 3.7187
Biomass-waste, geothermal heat | 0.34827 | 4.9062 | 6.467 | 7.0163 | 6.5685 | 6.2817 | 4.3681 | 4.3779 | 4.7657 | 5.0122 | 5.8864 | 33.9301 | 0.15581 | -3.9975 | 0.87495 | 2.1345
Electricity from CHP | 14.6967 | 20.5936 | 21.1308 | 14.0011 | 13.3163 | 9.4323 | 7.2626 | 9.9243 | 9.8062 | 12.8847 | 15.4266 | 3.6978 | -4.5124 | -5.8824 | 3.0483 | 4.635
Generation in new plants
Electricity | 0 | 9.9254 | 22.477 | 49.9274 | 92.9103 | 103.728 | 104.9982 | 103.9015 | 104.3542 | 104.2415 | 104.1873 | 0 | 15.2478 | 1.2306 | -0.061513 | -0.015997
Steam | 0 | 0.11702 | 0.15928 | 63.6576 | 89.2104 | 91.3977 | 91.697 | 99.5095 | 100 | 100 | 100 | 0 | 88.2891 | 0.27529 | 0.87057 | 0
CHP indicators
Net Electricity to steam capacity ratio | 0.32872 | 0.40718 | 0.54159 | 0.48413 | 0.51892 | 0.58359 | 0.49725 | 0.63369 | 0.58654 | 0.63437 | 0.66651 | 5.1198 | -0.42685 | -0.42555 | 1.6652 | 1.2864
Net Electricity to steam generation ratio | 0.28682 | 0.49527 | 0.59067 | 0.43153 | 0.46707 | 0.35301 | 0.29258 | 0.4339 | 0.42956 | 0.56168 | 0.6694 | 7.4913 | -2.3205 | -4.5696 | 3.9149 | 4.536
Emissions (8)
CO2 emissions (in kt CO2) | 23974.0524 | 20009.8998 | 17541.4381 | 12289.8086 | 11943.4678 | 7286.7619 | 5908.7771 | 5690.3419 | 5166.9808 | 5038.1289 | 5060.7105 | -3.0758 | -3.7709 | -6.7955 | -1.3325 | -0.2076
Thermal power plants | 21355.4392 | 16731.5 | 14711.8474 | 9142.1472 | 9437.7837 | 5146.0713 | 4047.3326 | 4376.296 | 4112.1824 | 3969.8836 | 4072.6215 | -3.658 | -4.3422 | -8.1181 | 0.15908 | -0.096623
of which for On Site CHP steam generation | 339.3986 | 308.5187 | 249.1917 | 352.6079 | 100.8107 | 168.1221 | 267.3789 | 139.2017 | 144.0913 | 95.9695 | 110.9465 | -3.0423 | -8.6524 | 10.2458 | -5.995 | -2.5801
District heating units | 1104.3755 | 1925.1681 | 1584.1336 | 1702.3487 | 1319.6941 | 1054.6895 | 963.4644 | 622.7953 | 423.8321 | 501.6957 | 476.6973 | 3.6734 | -1.8098 | -3.0972 | -7.8838 | 1.1824
Industrial boilers | 1210.1894 | 1093.6092 | 858.4466 | 1003.6493 | 857.6171 | 765.8011 | 639.7863 | 438.4596 | 391.0665 | 330.9102 | 278.1604 | -3.3758 | -0.009667 | -2.8877 | -4.8034 | -3.3494
Refinery boilers | 304.0482 | 259.6225 | 387.0106 | 441.6633 | 328.3729 | 320.1999 | 258.1938 | 252.791 | 239.8997 | 235.6394 | 233.2313 | 2.442 | -1.6296 | -2.3757 | -0.7322 | -0.28151
CO2 emissions captured (in kt CO2) | 0 | 0 | 0 | 0 | 0 | 0 | 0 | 0 | 0 | 0 | 0 | 0 | 0 | 0 | 0 | 0
Carbon intensity
Power generation (per MWhe+MWhth) | 0.43772 | 0.35575 | 0.31305 | 0.26768 | 0.23551 | 0.11942 | 0.081818 | 0.086154 | 0.077352 | 0.072134 | 0.071103 | -3.2966 | -2.8058 | -10.033 | -0.55973 | -0.83875
Thermal power plants (per MWhe+MWhth) | 0.59914 | 0.49214 | 0.46721 | 0.47867 | 0.38352 | 0.27876 | 0.25835 | 0.19486 | 0.17936 | 0.16589 | 0.16175 | -2.4564 | -1.9546 | -3.8736 | -3.5835 | -1.0283
District heating units (per MWhth) | 0.22269 | 0.31626 | 0.37335 | 0.25356 | 0.20266 | 0.19996 | 0.17314 | 0.11933 | 0.084321 | 0.10348 | 0.1017 | 5.3033 | -5.9271 | -1.5618 | -6.9419 | 1.8915
Industrial boilers (per MWhth) | 0.26024 | 0.23848 | 0.22462 | 0.23973 | 0.20419 | 0.18128 | 0.1588 | 0.12389 | 0.1143 | 0.094174 | 0.077368 | -1.4612 | -0.9491 | -2.4829 | -3.2347 | -3.8273
Refinery boilers (per MWhth) | 0.2756 | 0.25888 | 0.26018 | 0.31103 | 0.2316 | 0.22689 | 0.18587 | 0.18551 | 0.18054 | 0.17827 | 0.1789 | -0.57427 | -1.1567 | -2.1758 | -0.29026 | -0.091182
Emissions index (2000=1)
CO2 emissions | 1 | 0.83465 | 0.73168 | 0.51263 | 0.49818 | 0.30394 | 0.24647 | 0.23735 | 0.21552 | 0.21015 | 0.21109 | -3.0758 | -3.7709 | -6.7955 | -1.3325 | -0.2076
SO2 emissions (9) | 1 | 0.55315 | 0.22345 | 0.47333 | 0.44741 | 0.26867 | 0.21156 | 0.13647 | 0.10292 | 0.070355 | 0.074606 | -13.9168 | 7.1894 | -7.2161 | -6.9523 | -3.1657
NOx emissions (9) | 1 | 0.60894 | 0.2392 | 0.33086 | 0.40476 | 0.31482 | 0.29713 | 0.3957 | 0.44547 | 0.50387 | 0.60135 | -13.3285 | 5.4007 | -3.0439 | 4.1328 | 3.0459
Other indicators
Electricity per capita (KWh per capita)
Production | 3442.7926 | 3541.0573 | 3731.7546 | 2826.6658 | 3373.6854 | 3690.8738 | 4334.7782 | 4501.3743 | 4758.6681 | 4958.0653 | 5203.4436 | 0.80921 | -1.0037 | 2.5383 | 0.93734 | 0.89753
Final demand | 2879.6624 | 3201.7901 | 3415.3404 | 3512.7074 | 3663.8598 | 3920.6544 | 4038.2519 | 4229.0715 | 4505.648 | 4829.9978 | 5052.1464 | 1.7207 | 0.70487 | 0.9777 | 1.1012 | 1.1514
Distributed steam per capita (KWh per capita)
Production | 1879.0497 | 1749.2156 | 1470.6841 | 1334.511 | 1369.8138 | 1265.9477 | 1390.623 | 1319.6942 | 1350.6714 | 1429.774 | 1466.1146 | -2.4206 | -0.70801 | 0.15088 | -0.29108 | 0.82351
Final demand | 1787.361 | 1610.2227 | 1352.5974 | 1237.5834 | 1273.3759 | 1184.8931 | 1302.907 | 1235.5327 | 1267.0206 | 1345.9923 | 1382.2601 | -2.7487 | -0.60173 | 0.22953 | -0.27891 | 0.87432
Generation per unit of GDP (in MWh/MEuro'13)
Electricity | 424.159 | 351.4243 | 371.5063 | 259.2052 | 282.1275 | 274.5857 | 289.086 | 273.3264 | 267.9662 | 260.4614 | 252.7292 | -1.3167 | -2.7145 | 0.24395 | -0.75576 | -0.58371
Distributed steam | 259.0045 | 195.5845 | 165.2746 | 140.3079 | 131.4987 | 109.6971 | 106.2016 | 92.8745 | 88.2366 | 84.1862 | 80.1525 | -4.393 | -2.2602 | -2.1139 | -1.8361 | -0.9563
(1) demand side load factor = demand/(peak load x 8760hours)
(2) Ratio of confirmed capacity to peak load, where confirmed capacity is calculated by applying capacity credit factors per technology; the capacity credit factors for variable RES are below average annual availability of the corresponding RES resource, in conformity with system reliability and security of supply principles.
(3) utilisation rate = generation/(installed capacity x 8760hours)
(4) including nuclear, hydro, wind, etc.
(5) ratio of imports to electricity supply (in %)
(6) ratio of electricity transmission and distribution losses to electricity supply (in %)
(7) ratio of own consumption to electricity supply (in %)
(8) For total electricity and steam generation, i.e. including On Site CHP steam generation as well as industrial and refinery boilers
(9) The SO2 and NOx indicators relate to gross emissions following electricity and steam production and may not include additional end of pipe technology beyond the requirements of current legislation.
Source: PRIMES

## Explanation
(A) The total output of heat/steam from CHP can be higher than quantities shown here because these only include distributed heat/steam produced by CHP following EUROSTAT convention, according to which fuel consumption corresponding to on site steam/heat produced from CHP is accounted for in the final demand statistics as consumption of individual fuels and not as steam/heat, even if the fuel is in reality used in industrial CHP.
(B) PRIMES does not report separately on industrial waste. In order to ensure a consistent breakdown of supply and demand quanties, industrial waste is shown as part of total waste and of renewables. Given that only biodegradable waste counts towards the renewables targets, the indicators on the share of RES in gross final energy demand have been adjusted to exclude industrial waste. RES indicators have been calculated on the basis of the methodology developed by EUROSTAT, i.e. taking into account normalised hydro and wind production, increased weight for renewable electricity in road transport and aviation cap for gross final energy demand.
(C) For calculation of the RES-E and total RES in gross final energy consumption ratios, energy losses corresponding to hydrogen production from RES, which is stored and later converted back into electricity are excluded from gross electricity consumption and gross final energy consumption.
(D) Power generation includes electricity produced using hydrogen that has been derived from RES for storage purposes; it includes therefore both all the direct production of electricity from RES, which is partly used for transformation into hydrogen for storage purposes, and the indirect production of RES based electricity from that hydrogen; total electricity generation and fuel share numbers are therefore different from those shown in other sheets following a different concept.
Disclaimer: Energy and transport statistics reported in this publication and used for the modelling are mainly based on EUROSTAT and on the publications “EU Energy in Figures” of the Directorate General for Energy and “EU Transport in Figures” of the Directorate General for Mobility and Transport. Energy and transport statistical concepts have developed differently in the past according to their individual purposes. Energy demand in transport reflects usually sales of fuels at the point of refuelling, which can differ from the region of consumption. These differences should be borne in mind when comparing energy and transport figures. This applies in particular to transport activity ratios, such as energy efficiency in freight or passenger transport, which are measured in tonnes of oil equivalent per million tonne-km and in tonnes of oil equivalent per million passenger-km, respectively. For modelling purposes, some assumptions had to be made for calculating air and maritime transport performance and allocating it by MS. The transport volumes (number of passengers and tonnes) and distance matrices have been used for this purpose. By assumption, 50% of the calculated transport performance is allocated to the origin country and 50% to the destination country. The same “50%-50%” principle allocation applies to the EFTA countries and the candidate countries. For the international extra-EU activity, where the corresponding partner is outside EU-28 and is not an EFTA or candidate country, 100% of transport performance is allocated to the declaring EU MS country. These assumptions are used only for modelling purposes and shall be considered as model estimates and not as official data.
Abbreviations
GIC: Gross Inland Consumption
CHP: combined heat and power
Geographical regions
EU27: EU15 Member States + NM12 Member States
EU15: EU15 Member States (Austria, Belgium, Denmark, Finland, France, Germany, Greece, Ireland, Italy, Luxembourg, The Netherlands, Portugal, Spain, Sweden, United Kingdom)
NM12: New Member States (Bulgaria, Cyprus, Czech Republic, Estonia, Hungary, Latvia, Lithuania, Malta, Poland, Romania, Slovakia, Slovenia)
Units
toe: tonne of oil equivalent, or 107 kilocalories, or 41.86 GJ (Gigajoule)
Mtoe: million toe
GW: Gigawatt or 109 watt
kWh: kilowatt-hour or 103 watt-hour
MWh: megawatt-hour or 106 watt-hour
TWh: Terawatt-hour or 1012 watt-hour
t: metric tonnes, or 1000 kilogrammes
Mt: Million metric tonnes
km: kilometre
pkm: passenger-kilometre (one passenger transported a distance of one kilometre)
tkm: tonne-kilometre (one tonne transported a distance of one kilometre)
Gpkm: Giga passenger-kilometre, or 109 passenger-kilometre
Gtkm: Giga tonne-kilometre, or 109 tonne-kilometre