## Cover
Italy:Reference scenario(REF2015f)
Detailed Analytical Results
Primes Ver. 4 Energy Model
E3M Lab
National Technical University of Athens
2016-07-14

## aggregate
Basic Results | [11 empty] | % change per annum
Italy:Reference scenario(REF2015f) | 2000 | 2005 | 2010 | 2015 | 2020 | 2025 | 2030 | 2035 | 2040 | 2045 | 2050 | 2000-2010 | 2010-2030 | 2030-2050
Total Primary Energy (Mtoe) | 174.2188 | 187.4712 | 174.761 | 159.0357 | 161.2052 | 153.8122 | 149.813 | 148.3355 | 146.7621 | 146.2336 | 145.2275 | 0.031078 | -0.7672 | -0.15531
GDP (in 000 M€13) | 1564.1942 | 1642.6196 | 1622.0308 | 1564.8707 | 1674.9993 | 1776.1006 | 1884.5047 | 2029.8231 | 2193.8132 | 2361.0996 | 2556.5237 | 0.36374 | 0.75275 | 1.5366
CO2 Emissions (Mt of CO2) | 432.538 | 470.4202 | 404.1874 | 354.6893 | 361.6756 | 326.1377 | 308.6207 | 292.7267 | 270.7931 | 261.0196 | 247.89 | -0.67562 | -1.3398 | -1.0897
Energy Intensity (toe/M€13) | 111.3793 | 114.1294 | 107.7421 | 101.6287 | 96.2419 | 86.601 | 79.4973 | 73.078 | 66.8982 | 61.9345 | 56.8066 | -0.33146 | -1.5086 | -1.6663
Carbon Intensity of GDP (t of CO2/M€13) | 276.5245 | 286.3842 | 249.186 | 226.6573 | 215.9258 | 183.6257 | 163.7676 | 144.2129 | 123.4349 | 110.55 | 96.9637 | -1.0356 | -2.0769 | -2.5865
Carbon/Energy (t of CO2/toe of GIC) | 2.4827 | 2.5093 | 2.3128 | 2.2302 | 2.2436 | 2.1204 | 2.06 | 1.9734 | 1.8451 | 1.785 | 1.7069 | -0.70648 | -0.577 | -0.9358
Indicators (1995 = 100) | [11 empty] | % change per annum
Italy:Reference scenario(REF2015f) | 2000 | 2005 | 2010 | 2015 | 2020 | 2025 | 2030 | 2035 | 2040 | 2045 | 2050 | 2000-2010 | 2010-2030 | 2030-2050
Total Primary Energy | 107.699 | 115.8914 | 108.0341 | 98.3131 | 99.6542 | 95.0839 | 92.6117 | 91.6984 | 90.7257 | 90.399 | 89.7771 | 0.031078 | -0.7672 | -0.15531
GDP | 109.9043 | 115.4147 | 113.9681 | 109.9518 | 117.6898 | 124.7934 | 132.4101 | 142.6206 | 154.143 | 165.8969 | 179.6279 | 0.36374 | 0.75275 | 1.5366
CO2 Emissions (1990=100) | 106.4968 | 115.8239 | 99.5165 | 87.3294 | 89.0495 | 80.2996 | 75.9866 | 72.0733 | 66.673 | 64.2666 | 61.0339 | -0.67562 | -1.3398 | -1.0897
Energy Intensity | 97.9934 | 100.413 | 94.7934 | 89.4147 | 84.6753 | 76.1931 | 69.9431 | 64.2953 | 58.8582 | 54.4911 | 49.9795 | -0.33146 | -1.5086 | -1.6663
Carbon/Energy | 98.1041 | 99.1538 | 91.3894 | 88.1274 | 88.6539 | 83.7854 | 81.4017 | 77.9785 | 72.909 | 70.5316 | 67.4478 | -0.70648 | -0.577 | -0.9358
Energy Intensity Indicators (2000 = 100) | [11 empty] | % change per annum
Italy:Reference scenario(REF2015f) | 2000 | 2005 | 2010 | 2015 | 2020 | 2025 | 2030 | 2035 | 2040 | 2045 | 2050 | 2000-2010 | 2010-2030 | 2030-2050
Industry | 100 | 100.2046 | 83.0933 | 78.9369 | 77.6274 | 70.7582 | 61.7308 | 56.961 | 54.1879 | 51.6602 | 49.3096 | -1.835 | -1.4749 | -1.117
Residential | 100 | 109.0892 | 109.5959 | 122.7205 | 113.6944 | 105.7427 | 98.6619 | 90.2329 | 83.1382 | 76.6994 | 70.1863 | 0.92051 | -0.52413 | -1.6883
Tertiary | 100 | 117.0077 | 125.8294 | 120.8849 | 113.3204 | 104.7468 | 97.2019 | 87.9014 | 84.007 | 80.5403 | 74.7631 | 2.3242 | -1.2824 | -1.3038
Transport | 100 | 100.4134 | 94.6523 | 95.3445 | 87.3358 | 80.3415 | 75.0896 | 70.0185 | 64.3227 | 60.9909 | 56.3492 | -0.54809 | -1.151 | -1.4253
Total Primary Energy (Mtoe) | [11 empty] | % change per annum
Italy:Reference scenario(REF2015f) | 2000 | 2005 | 2010 | 2015 | 2020 | 2025 | 2030 | 2035 | 2040 | 2045 | 2050 | 2000-2010 | 2010-2030 | 2030-2050
Solids | 12.5503 | 16.4605 | 14.1703 | 16.1057 | 18.637 | 12.6278 | 11.3234 | 9.6447 | 3.4929 | 3.4714 | 1.5755 | 1.2214 | -1.1151 | -9.3909
Oil | 89.5395 | 83.963 | 69.5575 | 61.1713 | 56.7874 | 53.6698 | 50.8539 | 48.6059 | 46.8917 | 45.8693 | 44.7207 | -2.4936 | -1.5538 | -0.64054
Natural gas | 57.9446 | 70.6513 | 68.0566 | 56.1769 | 59.766 | 59.3689 | 58.5702 | 57.9714 | 62.1424 | 59.1062 | 58.5346 | 1.6215 | -0.74776 | -0.0030416
Nuclear | 0 | 0 | 0 | 0 | 0 | 0 | 0 | 0 | 0 | 0 | 0 | 0 | 0 | 0
Electricity | 3.8132 | 4.2265 | 3.7971 | 3.9536 | 2.5781 | 2.7641 | 2.6445 | 2.2269 | 1.8818 | 1.6969 | 1.6766 | -0.042302 | -1.7925 | -2.2527
Renewables | 10.3712 | 12.1699 | 19.1795 | 21.6283 | 23.4367 | 25.3816 | 26.4211 | 29.8866 | 32.3534 | 36.0898 | 38.7201 | 6.341 | 1.6145 | 1.9294
Total Primary Energy | 174.2188 | 187.4712 | 174.761 | 159.0357 | 161.2052 | 153.8122 | 149.813 | 148.3355 | 146.7621 | 146.2336 | 145.2275 | 0.031078 | -0.7672 | -0.15531
Total Primary Energy in % | [11 empty] | % difference
Italy:Reference scenario(REF2015f) | 2000 | 2005 | 2010 | 2015 | 2020 | 2025 | 2030 | 2035 | 2040 | 2045 | 2050 | 2000-2010 | 2010-2030 | 2030-2050
Solids | 7.2038 | 8.7803 | 8.1084 | 10.1271 | 11.561 | 8.2099 | 7.5583 | 6.502 | 2.38 | 2.3739 | 1.0848 | 0.90463 | -0.55006 | -6.4735
Oil | 51.3949 | 44.7871 | 39.8015 | 38.4639 | 35.2268 | 34.8931 | 33.9449 | 32.7675 | 31.9508 | 31.3672 | 30.7935 | -11.5934 | -5.8566 | -3.1514
Natural gas | 33.2597 | 37.6865 | 38.9427 | 35.3234 | 37.0745 | 38.5983 | 39.0956 | 39.0813 | 42.3423 | 40.4191 | 40.3055 | 5.683 | 0.15289 | 1.2099
Nuclear | 0 | 0 | 0 | 0 | 0 | 0 | 0 | 0 | 0 | 0 | 0 | 0 | 0 | 0
Electricity | 2.1887 | 2.2545 | 2.1727 | 2.486 | 1.5992 | 1.7971 | 1.7652 | 1.5012 | 1.2822 | 1.1604 | 1.1545 | -0.016003 | -0.40754 | -0.61072
Renewables | 5.953 | 6.4916 | 10.9747 | 13.5996 | 14.5384 | 16.5017 | 17.636 | 20.148 | 22.0448 | 24.6795 | 26.6617 | 5.0217 | 6.6613 | 9.0257
Primary Energy Supply (Mtoe) | [11 empty] | % change per annum
Italy:Reference scenario(REF2015f) | 2000 | 2005 | 2010 | 2015 | 2020 | 2025 | 2030 | 2035 | 2040 | 2045 | 2050 | 2000-2010 | 2010-2030 | 2030-2050
Production Oil&Gas | 18.5414 | 16.2626 | 12.5713 | 11.9024 | 11.4252 | 10.238 | 9.6871 | 7.3473 | 6.3939 | 4.3142 | 3.1398 | -3.8114 | -1.2946 | -5.4774
Production Solids | 0.0035 | 0.0603 | 0.0641 | 0.055327 | 0 | 0 | 0 | 0 | 0 | 0 | 0 | 33.7454 | -100 | 0
Production RES | 9.8555 | 11.5158 | 16.9241 | 18.7934 | 20.2008 | 22.2426 | 23.4151 | 26.5983 | 29.13 | 32.9601 | 35.7831 | 5.5559 | 1.6365 | 2.1431
Production Nuclear | 0 | 0 | 0 | 0 | 0 | 0 | 0 | 0 | 0 | 0 | 0 | 0 | 0 | 0
Net Imports Oil&Gas | 134.6071 | 138.9936 | 129.4259 | 108.9251 | 108.7 | 106.5095 | 103.5706 | 103.0573 | 106.4929 | 104.568 | 104.1442 | -0.39175 | -1.1081 | 0.027621
Net Imports Solids | 13.1327 | 16.3665 | 14.301 | 16.0504 | 18.637 | 12.6278 | 11.3234 | 9.6447 | 3.4929 | 3.4714 | 1.5755 | 0.85588 | -1.1605 | -9.3909
Net Imports Electricity | 3.8132 | 4.2265 | 3.7971 | 3.9536 | 2.5781 | 2.7641 | 2.6445 | 2.2269 | 1.8818 | 1.6969 | 1.6766 | -0.042302 | -1.7925 | -2.2527
Net Imports RES | 0.5157 | 0.6541 | 2.2801 | 2.8349 | 3.2359 | 3.139 | 3.006 | 3.2883 | 3.2233 | 3.1297 | 2.9371 | 16.0261 | 1.3915 | -0.11591
Primary Energy Supply | 180.4691 | 188.0794 | 179.3636 | 162.5151 | 164.7769 | 157.5211 | 153.6466 | 152.1628 | 150.6149 | 150.1401 | 149.2563 | -0.061427 | -0.77081 | -0.14485
Primary Energy Production | 28.4004 | 27.8387 | 29.5595 | 30.7511 | 31.6259 | 32.4806 | 33.1022 | 33.9456 | 35.524 | 37.2742 | 38.9229 | 0.40082 | 0.56758 | 0.8132
Primary Energy Supply in % | [11 empty] | % difference
Italy:Reference scenario(REF2015f) | 2000 | 2005 | 2010 | 2015 | 2020 | 2025 | 2030 | 2035 | 2040 | 2045 | 2050 | 2000-2010 | 2010-2030 | 2030-2050
Production Oil&Gas | 10.274 | 8.6467 | 7.0088 | 7.3239 | 6.9337 | 6.4995 | 6.3048 | 4.8285 | 4.2452 | 2.8734 | 2.1036 | -3.2652 | -0.70403 | -4.2012
Production Solids | 0.0019394 | 0.032061 | 0.035737 | 0.034044 | 0 | 0 | 0 | 0 | 0 | 0 | 0 | 0.033798 | -0.035737 | 0
Production RES | 5.461 | 6.1228 | 9.4356 | 11.5641 | 12.2595 | 14.1204 | 15.2396 | 17.4802 | 19.3407 | 21.9529 | 23.9743 | 3.9746 | 5.8039 | 8.7347
Production Nuclear | 0 | 0 | 0 | 0 | 0 | 0 | 0 | 0 | 0 | 0 | 0 | 0 | 0 | 0
Net Imports Oil&Gas | 74.5873 | 73.9016 | 72.1584 | 67.0246 | 65.968 | 67.6161 | 67.4083 | 67.7283 | 70.7055 | 69.6469 | 69.7754 | -2.4289 | -4.7501 | 2.3671
Net Imports Solids | 7.277 | 8.7019 | 7.9732 | 9.8762 | 11.3104 | 8.0166 | 7.3697 | 6.3384 | 2.3191 | 2.3121 | 1.0555 | 0.69621 | -0.60345 | -6.3142
Net Imports Electricity | 2.1129 | 2.2472 | 2.117 | 2.4328 | 1.5646 | 1.7547 | 1.7212 | 1.4635 | 1.2494 | 1.1302 | 1.1233 | 0.0040468 | -0.39583 | -0.59784
Net Imports RES | 0.28576 | 0.34778 | 1.2712 | 1.7444 | 1.9638 | 1.9927 | 1.9564 | 2.161 | 2.1401 | 2.0845 | 1.9678 | 0.98546 | 0.68521 | 0.01137
Total Import Dependence | 86.4693 | 84.4649 | 84.2848 | 81.078 | 80.8068 | 79.3801 | 78.4556 | 77.6913 | 76.4141 | 75.1737 | 73.9221 | -2.1845 | -5.8292 | -4.5335
Oil and gas import share in primary supply | 74.5873 | 73.9016 | 72.1584 | 67.0246 | 65.968 | 67.6161 | 67.4083 | 67.7283 | 70.7055 | 69.6469 | 69.7754 | -2.4289 | -4.7501 | 2.3671
Total Final Energy by Sector (Mtoe) | [11 empty] | % change per annum
Italy:Reference scenario(REF2015f) | 2000 | 2005 | 2010 | 2015 | 2020 | 2025 | 2030 | 2035 | 2040 | 2045 | 2050 | 2000-2010 | 2010-2030 | 2030-2050
Heavy Industry | 25.2886 | 25.4765 | 19.3821 | 16.9853 | 17.7557 | 16.719 | 14.627 | 13.8073 | 13.6193 | 13.4083 | 13.2443 | -2.625 | -1.3975 | -0.49528
Other Industries | 15.2136 | 14.3815 | 11.5232 | 10.9662 | 11.0405 | 10.3395 | 9.8233 | 9.7902 | 10.0402 | 10.3483 | 10.7531 | -2.7401 | -0.79486 | 0.4532
Residential | 27.6564 | 31.3131 | 31.9594 | 34.8588 | 34.7602 | 34.4252 | 34.2236 | 33.8545 | 33.8532 | 33.7524 | 33.5809 | 1.4566 | 0.34284 | -0.094753
Tertiary | 14.901 | 18.5373 | 20.1824 | 19.017 | 19.1623 | 18.9165 | 18.7174 | 18.3329 | 19.0134 | 19.6896 | 19.8697 | 3.0803 | -0.37608 | 0.29917
Transport | 42.5194 | 44.8358 | 41.7337 | 40.5574 | 39.7652 | 38.7886 | 38.4657 | 38.6338 | 38.3584 | 39.145 | 39.1592 | -0.18634 | -0.40689 | 0.089391
Total Final Energy | 125.579 | 134.5442 | 124.7808 | 122.3849 | 122.4838 | 119.1888 | 115.857 | 114.4187 | 114.8845 | 116.3436 | 116.6072 | -0.063743 | -0.37032 | 0.032278
Total Final Energy by Sector in % | [11 empty] | % difference
Italy:Reference scenario(REF2015f) | 2000 | 2005 | 2010 | 2015 | 2020 | 2025 | 2030 | 2035 | 2040 | 2045 | 2050 | 2000-2010 | 2010-2030 | 2030-2050
Heavy Industry | 20.1376 | 18.9354 | 15.5329 | 13.8786 | 14.4963 | 14.0273 | 12.6251 | 12.0674 | 11.8548 | 11.5247 | 11.3581 | -4.6047 | -2.9079 | -1.267
Other Industries | 12.1148 | 10.6891 | 9.2348 | 8.9604 | 9.0138 | 8.6749 | 8.4788 | 8.5564 | 8.7394 | 8.8946 | 9.2216 | -2.88 | -0.75596 | 0.74281
Residential | 22.0231 | 23.2735 | 25.6124 | 28.483 | 28.3794 | 28.8829 | 29.5396 | 29.5883 | 29.4672 | 29.011 | 28.7983 | 3.5893 | 3.9271 | -0.74127
Tertiary | 11.8658 | 13.7779 | 16.1743 | 15.5387 | 15.6447 | 15.8711 | 16.1556 | 16.0226 | 16.55 | 16.9236 | 17.0399 | 4.3085 | -0.018673 | 0.88428
Transport | 33.8587 | 33.3242 | 33.4456 | 33.1393 | 32.4657 | 32.5438 | 33.201 | 33.7653 | 33.3886 | 33.646 | 33.5822 | -0.41308 | -0.24463 | 0.38118
Total Final Energy by Fuel (Mtoe) | [11 empty] | % change per annum
Italy:Reference scenario(REF2015f) | 2000 | 2005 | 2010 | 2015 | 2020 | 2025 | 2030 | 2035 | 2040 | 2045 | 2050 | 2000-2010 | 2010-2030 | 2030-2050
Solids | 3.5862 | 3.9799 | 2.9102 | 2.094 | 2.6753 | 2.2689 | 1.3847 | 1.0838 | 0.89944 | 0.8727 | 0.87951 | -2.0671 | -3.6454 | -2.244
Oil | 57.2488 | 59.0048 | 48.7334 | 45.659 | 41.9163 | 39.208 | 36.7815 | 35.3307 | 33.763 | 33.2946 | 32.4184 | -1.5975 | -1.397 | -0.62937
Gas | 38.0222 | 40.6094 | 38.4992 | 36.3895 | 37.4003 | 37.2433 | 36.7175 | 35.6582 | 35.9858 | 36.6296 | 36.538 | 0.12475 | -0.23665 | -0.024497
Electricity | 23.4715 | 25.8709 | 25.7362 | 25.2879 | 26.164 | 26.3375 | 26.9773 | 28.8726 | 30.8857 | 32.4624 | 33.9538 | 0.92537 | 0.23577 | 1.1567
Steam Distrib.(A) | 1.4486 | 3.0822 | 3.332 | 3.5924 | 3.7998 | 3.9044 | 3.9303 | 3.6328 | 3.7377 | 3.6543 | 3.6758 | 8.6866 | 0.82914 | -0.33417
Renewables | 1.8017 | 1.997 | 5.5698 | 9.362 | 10.5282 | 10.2268 | 10.0656 | 9.8405 | 9.6129 | 9.4301 | 9.1418 | 11.9478 | 3.0031 | -0.48022
Total Final Energy | 125.579 | 134.5442 | 124.7808 | 122.3849 | 122.4838 | 119.1888 | 115.857 | 114.4187 | 114.8845 | 116.3436 | 116.6072 | -0.063743 | -0.37032 | 0.032278
Total Final Energy by Fuel in % | [11 empty] | % difference
Italy:Reference scenario(REF2015f) | 2000 | 2005 | 2010 | 2015 | 2020 | 2025 | 2030 | 2035 | 2040 | 2045 | 2050 | 2000-2010 | 2010-2030 | 2030-2050
Solids | 2.8557 | 2.9581 | 2.3322 | 1.711 | 2.1842 | 1.9036 | 1.1952 | 0.94725 | 0.78291 | 0.75011 | 0.75425 | -0.52348 | -1.137 | -0.44097
Oil | 45.5879 | 43.8553 | 39.0552 | 37.3077 | 34.2219 | 32.8957 | 31.7474 | 30.8785 | 29.3887 | 28.6175 | 27.8013 | -6.5327 | -7.3079 | -3.946
Gas | 30.2775 | 30.1829 | 30.8535 | 29.7337 | 30.5349 | 31.2473 | 31.6921 | 31.1646 | 31.3234 | 31.484 | 31.3342 | 0.57595 | 0.83859 | -0.35781
Electricity | 18.6906 | 19.2286 | 20.6251 | 20.6626 | 21.3612 | 22.0973 | 23.285 | 25.2342 | 26.8841 | 27.9022 | 29.1181 | 1.9345 | 2.6599 | 5.8331
Steam Distrib.(A) | 1.1535 | 2.2908 | 2.6703 | 2.9353 | 3.1023 | 3.2758 | 3.3924 | 3.175 | 3.2535 | 3.1409 | 3.1523 | 1.5168 | 0.72209 | -0.24008
Renewables | 1.4347 | 1.4843 | 4.4637 | 7.6496 | 8.5956 | 8.5803 | 8.688 | 8.6004 | 8.3674 | 8.1054 | 7.8398 | 3.029 | 4.2243 | -0.84821
Energy related CO2 Emissions (Mt) | [11 empty] | % change per annum
Italy:Reference scenario(REF2015f) | 2000 | 2005 | 2010 | 2015 | 2020 | 2025 | 2030 | 2035 | 2040 | 2045 | 2050 | 2000-2010 | 2010-2030 | 2030-2050
Power and Distr. Steam | 137.1456 | 158.4979 | 135.8582 | 106.8671 | 121.5718 | 97.9121 | 93.9602 | 87.2146 | 70.93 | 62.1083 | 52.4197 | -0.094267 | -1.8268 | -2.8758
Energy Branch | 15.8511 | 18.3738 | 16.4476 | 14.086 | 12.896 | 11.5753 | 10.8313 | 10.1013 | 9.5403 | 8.8085 | 8.3238 | 0.37014 | -2.0671 | -1.308
Industry | 78.0461 | 72.5282 | 49.4548 | 42.2817 | 43.1777 | 37.893 | 29.446 | 26.5833 | 25.4999 | 25.1918 | 24.9177 | -4.4599 | -2.5592 | -0.83141
Residential | 53.3973 | 59.8651 | 53.6073 | 51.43 | 49.776 | 49.2141 | 48.866 | 47.5332 | 46.3409 | 45.2213 | 43.4926 | 0.039263 | -0.46194 | -0.58076
Tertiary | 24.3756 | 29.3483 | 30.2425 | 25.9852 | 25.4941 | 24.5603 | 22.6335 | 19.08 | 18.0338 | 18.1462 | 17.8563 | 2.1801 | -1.4386 | -1.1784
Transport | 123.7223 | 131.807 | 118.577 | 114.0393 | 108.76 | 104.9829 | 102.8837 | 102.2143 | 100.448 | 101.5435 | 100.8799 | -0.42387 | -0.7073 | -0.098297
Total energy related CO2 Emissions | 432.538 | 470.4202 | 404.1874 | 354.6893 | 361.6756 | 326.1377 | 308.6207 | 292.7267 | 270.7931 | 261.0196 | 247.89 | -0.67562 | -1.3398 | -1.0897
ETS excluding aviation | 0 | 223.9816 | 184.257 | 146.7828 | 162.3098 | 133.9926 | 122.8377 | 113.4937 | 95.7219 | 86.1345 | 76.0016 | 0 | -2.0069 | -2.372
Aviation | 0 | 11.1237 | 11.6115 | 12.245 | 12.875 | 13.2446 | 13.1691 | 13.8553 | 14.3843 | 14.3863 | 14.2896 | 0 | 0.63136 | 0.40912
non - ETS | 0 | 235.315 | 208.3189 | 195.6615 | 186.4908 | 178.9006 | 172.6139 | 165.3777 | 160.6869 | 160.4988 | 157.5988 | 0 | -0.93566 | -0.45399
Energy related CO2 Emissions in % | [11 empty] | % difference
Italy:Reference scenario(REF2015f) | 2000 | 2005 | 2010 | 2015 | 2020 | 2025 | 2030 | 2035 | 2040 | 2045 | 2050 | 2000-2010 | 2010-2030 | 2030-2050
Power and Distr. Steam | 31.7072 | 33.6928 | 33.6127 | 30.1298 | 33.6135 | 30.0217 | 30.4452 | 29.7939 | 26.1934 | 23.7945 | 21.1463 | 1.9055 | -3.1675 | -9.2989
Energy Branch | 3.6647 | 3.9058 | 4.0693 | 3.9714 | 3.5656 | 3.5492 | 3.5096 | 3.4508 | 3.5231 | 3.3747 | 3.3579 | 0.40465 | -0.55973 | -0.15171
Industry | 18.0438 | 15.4177 | 12.2356 | 11.9208 | 11.9382 | 11.6187 | 9.5411 | 9.0813 | 9.4168 | 9.6513 | 10.0519 | -5.8082 | -2.6945 | 0.51078
Residential | 12.3451 | 12.7259 | 13.263 | 14.5 | 13.7626 | 15.09 | 15.8337 | 16.2381 | 17.113 | 17.3249 | 17.5451 | 0.91788 | 2.5707 | 1.7114
Tertiary | 5.6355 | 6.2387 | 7.4823 | 7.3262 | 7.0489 | 7.5307 | 7.3338 | 6.518 | 6.6596 | 6.9521 | 7.2033 | 1.8468 | -0.14853 | -0.13044
Transport | 28.6038 | 28.019 | 29.3371 | 32.1519 | 30.0711 | 32.1898 | 33.3366 | 34.918 | 37.094 | 38.9026 | 40.6954 | 0.73334 | 3.9995 | 7.3588
ETS excluding aviation | 0 | 47.6131 | 45.587 | 41.3835 | 44.8772 | 41.0847 | 39.8021 | 38.7712 | 35.3487 | 32.9993 | 30.6594 | 45.587 | -5.7849 | -9.1427
Aviation | 0 | 2.3646 | 2.8728 | 3.4523 | 3.5598 | 4.061 | 4.2671 | 4.7332 | 5.3119 | 5.5116 | 5.7645 | 2.8728 | 1.3943 | 1.4974
non - ETS | 0 | 50.0223 | 51.5402 | 55.1642 | 51.563 | 54.8543 | 55.9308 | 56.4956 | 59.3394 | 61.4892 | 63.5761 | 51.5402 | 4.3906 | 7.6453
Power Generation (TWh net) | [11 empty] | % change per annum
Italy:Reference scenario(REF2015f) | 2000 | 2005 | 2010 | 2015 | 2020 | 2025 | 2030 | 2035 | 2040 | 2045 | 2050 | 2000-2010 | 2010-2030 | 2030-2050
From Solids | 24.361 | 40.6949 | 36.6585 | 53.2477 | 60.7765 | 40.8055 | 40.4115 | 35.0584 | 8.9272 | 8.3268 | 0 | 4.1713 | 0.48852 | -100
From Oil | 80.8108 | 44.5441 | 20.5061 | 8.4181 | 7.4983 | 7.716 | 7.4767 | 4.8969 | 4.3209 | 2.6993 | 0.84085 | -12.8151 | -4.9195 | -10.3499
From Gas | 101.1261 | 149.9752 | 153.1233 | 107.2811 | 122.7217 | 120.9166 | 119.1893 | 133.2786 | 164.3032 | 143.8016 | 140.7637 | 4.236 | -1.2448 | 0.83532
From Nuclear | 0 | 0 | 0 | 0 | 0 | 0 | 0 | 0 | 0 | 0 | 0 | 0 | 0 | 0
From RES | 50.3953 | 48.6518 | 77.2379 | 108.4487 | 112.7305 | 133.7759 | 145.4714 | 167.6653 | 192.6843 | 237.3108 | 269.2589 | 4.3624 | 3.2161 | 3.1263
Total Power Generation | 256.6932 | 283.8661 | 287.5259 | 277.3956 | 303.727 | 303.214 | 312.5488 | 340.8992 | 370.2356 | 392.1385 | 410.8635 | 1.1408 | 0.41811 | 1.3769
Net Power Generation in % | [11 empty] | % difference
Italy:Reference scenario(REF2015f) | 2000 | 2005 | 2010 | 2015 | 2020 | 2025 | 2030 | 2035 | 2040 | 2045 | 2050 | 2000-2010 | 2010-2030 | 2030-2050
From Solids | 9.4903 | 14.3359 | 12.7497 | 19.1956 | 20.0102 | 13.4577 | 12.9296 | 10.2841 | 2.4112 | 2.1234 | 0 | 3.2593 | 0.18 | -12.9296
From Oil | 31.4815 | 15.692 | 7.1319 | 3.0347 | 2.4688 | 2.5447 | 2.3922 | 1.4365 | 1.1671 | 0.68836 | 0.20466 | -24.3496 | -4.7397 | -2.1875
From Gas | 39.3957 | 52.8331 | 53.2555 | 38.6744 | 40.4053 | 39.8783 | 38.1346 | 39.0962 | 44.378 | 36.6711 | 34.2605 | 13.8598 | -15.1209 | -3.8741
From Nuclear | 0 | 0 | 0 | 0 | 0 | 0 | 0 | 0 | 0 | 0 | 0 | 0 | 0 | 0
From RES | 19.6325 | 17.139 | 26.863 | 39.0953 | 37.1157 | 44.1193 | 46.5436 | 49.1833 | 52.0437 | 60.5171 | 65.5349 | 7.2304 | 19.6806 | 18.9913
Power Capacity (GW net) | [11 empty] | % change per annum
Italy:Reference scenario(REF2015f) | 2000 | 2005 | 2010 | 2015 | 2020 | 2025 | 2030 | 2035 | 2040 | 2045 | 2050 | 2000-2010 | 2010-2030 | 2030-2050
Solids | 9.5182 | 8.2787 | 9.5115 | 9.5115 | 8.858 | 5.1035 | 5.0984 | 4.803 | 2.2261 | 2.2142 | 1.9014 | -0.0070204 | -3.0698 | -4.8121
Oil | 21.7628 | 17.9984 | 14.7476 | 13.928 | 8.6292 | 6.0397 | 2.332 | 0.79778 | 0.60341 | 0.4834 | 0.12812 | -3.8165 | -8.8094 | -13.5042
Gas | 22.8193 | 36.4311 | 51.6769 | 52.0445 | 51.3526 | 47.6231 | 41.7394 | 35.8621 | 45.2131 | 45.0815 | 45.0616 | 8.5174 | -1.0621 | 0.38366
Nuclear | 0 | 0 | 0 | 0 | 0 | 0 | 0 | 0 | 0 | 0 | 0 | 0 | 0 | 0
RES | 17.7958 | 20.2423 | 28.9837 | 51.9697 | 54.0012 | 60.6206 | 65.2723 | 67.032 | 71.1397 | 95.4058 | 109.1155 | 4.9987 | 4.1427 | 2.6025
Total Power Generation excl.generation for RES storage | 71.8961 | 82.9504 | 104.9197 | 127.4537 | 122.841 | 119.3869 | 114.4421 | 108.495 | 119.1823 | 143.1848 | 156.2066 | 3.8521 | 0.43531 | 1.5677
Net Power Capacity in % | [11 empty] | % difference
Italy:Reference scenario(REF2015f) | 2000 | 2005 | 2010 | 2015 | 2020 | 2025 | 2030 | 2035 | 2040 | 2045 | 2050 | 2000-2010 | 2010-2030 | 2030-2050
Solids | 13.2388 | 9.9803 | 9.0655 | 7.4627 | 7.211 | 4.2748 | 4.455 | 4.427 | 1.8678 | 1.5464 | 1.2172 | -4.1733 | -4.6105 | -3.2378
Oil | 30.2699 | 21.6978 | 14.0561 | 10.9279 | 7.0247 | 5.0589 | 2.0377 | 0.73531 | 0.50629 | 0.3376 | 0.082021 | -16.2138 | -12.0184 | -1.9557
Gas | 31.7393 | 43.9191 | 49.2538 | 40.8341 | 41.8041 | 39.8897 | 36.4721 | 33.0542 | 37.9361 | 31.4848 | 28.8475 | 17.5145 | -12.7816 | -7.6247
Nuclear | 0 | 0 | 0 | 0 | 0 | 0 | 0 | 0 | 0 | 0 | 0 | 0 | 0 | 0
RES | 24.7521 | 24.4029 | 27.6247 | 40.7754 | 43.9602 | 50.7766 | 57.0352 | 61.7835 | 59.6898 | 66.6312 | 69.8533 | 2.8726 | 29.4106 | 12.8181
Net Power Capacity Investment (GW net) | [11 empty] | Total in GW
Italy:Reference scenario(REF2015f) |  | 00-05 | 05-10 | 10-15 | 15-20 | 20-25 | 25-30 | 30-35 | 35-40 | 40-45 | 45-50 | 2000-2010 | 2010-2030 | 2030-2050
Solids |  | 0.3128 | 1.8216 | 0 | 0.079769 | 0 | 0 | 0 | 0 | 0 | 0 | 2.1344 | 0.079769 | 0
Oil |  | 1.1123 | 0.082586 | 0.00388 | 0.27281 | 0.13839 | 0.10604 | 0.39717 | 0.021765 | 0.0065755 | 0.001524 | 1.1949 | 0.52112 | 0.42703
Gas |  | 16.8614 | 16.6062 | 2.7174 | 1.0486 | 1.1099 | 0.20962 | 11.1202 | 27.8591 | 2.9088 | 0.51989 | 33.4675 | 5.0855 | 42.408
Nuclear |  | 0 | 0 | 0 | 0 | 0 | 0 | 0 | 0 | 0 | 0 | 0 | 0 | 0
RES |  | 2.453 | 8.7414 | 23.9732 | 2.1296 | 6.9574 | 4.6996 | 6.1371 | 25.1716 | 31.4984 | 23.3232 | 11.1944 | 37.7598 | 86.1303
Total net power capacity investment |  | 20.7394 | 27.2518 | 26.6945 | 3.5308 | 8.2057 | 5.0153 | 17.6545 | 53.0525 | 34.4137 | 23.8446 | 47.9912 | 43.4462 | 128.9653
Power Generation Indicators (%) | [11 empty] | % difference
Italy:Reference scenario(REF2015f) | 2000 | 2005 | 2010 | 2015 | 2020 | 2025 | 2030 | 2035 | 2040 | 2045 | 2050 | 2000-2010 | 2010-2030 | 2030-2050
Efficiency of thermal power generation | 39.3901 | 37.7148 | 37.7029 | 45.4814 | 45.5852 | 46.7098 | 46.911 | 49.8134 | 54.0446 | 54.3114 | 54.9611 | -1.6872 | 9.2081 | 8.0501
Load Factor | 40.7573 | 39.0653 | 31.2835 | 24.8452 | 28.2251 | 28.9927 | 31.1766 | 35.8684 | 35.4619 | 31.2636 | 30.0258 | -9.4737 | -0.10697 | -1.1508
CHP share | 8.3 | 9.0178 | 11.5 | 15.3079 | 15.4854 | 11.5243 | 11.1238 | 9.7658 | 9.1593 | 7.1818 | 6.9185 | 3.2 | -0.37618 | -4.2054
Share of non-fossil fuels | 19.0386 | 16.8168 | 26.4783 | 38.4266 | 36.4596 | 43.4809 | 45.8842 | 48.7522 | 51.9527 | 60.3087 | 65.395 | 7.4397 | 19.4059 | 19.5108
Carbon intensity (t CO2 / MWh) | 0.42599 | 0.42298 | 0.36474 | 0.30163 | 0.30997 | 0.24824 | 0.23437 | 0.2067 | 0.15833 | 0.13292 | 0.1088 | -0.061251 | -0.13037 | -0.12557
CO2 emissions captured (in Mt CO2) | 0 | 0 | 0 | 0 | 0 | 0 | 0 | 0 | 0 | 0 | 0 | 0 | 0 | 0
Economic Cost Indicators | [11 empty] | % change per annum
Italy:Reference scenario(REF2015f) | 2000 | 2005 | 2010 | 2015 | 2020 | 2025 | 2030 | 2035 | 2040 | 2045 | 2050 | 2000-2010 | 2010-2030 | 2030-2050
Total Cost of Energy in billion €'13 | 134.7376 | 151.902 | 164.8638 | 171.5005 | 191.672 | 205.0114 | 218.1084 | 230.487 | 242.5098 | 252.1237 | 258.4509 | 2.0384 | 1.4092 | 0.85218
- excluding disutility costs | 134.7376 | 151.902 | 164.8638 | 171.5005 | 191.672 | 205.0114 | 218.1084 | 230.487 | 242.5098 | 252.1237 | 258.4509 | 2.0384 | 1.4092 | 0.85218
- excluding auction payments | 134.7376 | 151.902 | 164.8638 | 170.7611 | 190.1537 | 202.13 | 214.3948 | 226.3807 | 238.0888 | 246.92 | 253.0802 | 2.0384 | 1.3222 | 0.83289
Total Cost of Energy as % of GDP | 8.6139 | 9.2475 | 10.164 | 10.9594 | 11.4431 | 11.5428 | 11.5738 | 11.355 | 11.0543 | 10.6782 | 10.1095 | 1.5502 | 1.4097 | -1.4643
- excluding disutility costs | 8.6139 | 9.2475 | 10.164 | 10.9594 | 11.4431 | 11.5428 | 11.5738 | 11.355 | 11.0543 | 10.6782 | 10.1095 | 1.5502 | 1.4097 | -1.4643
- excluding auction payments | 8.6139 | 9.2475 | 10.164 | 10.9122 | 11.3525 | 11.3805 | 11.3767 | 11.1527 | 10.8527 | 10.4578 | 9.8994 | 1.5502 | 1.2127 | -1.4773
Total Cost of Energy system per Unit of Final Consumption (€'13/Mwh) | 92.2721 | 97.095 | 113.6255 | 120.5137 | 134.5793 | 147.9248 | 161.9007 | 173.2399 | 181.5375 | 186.3673 | 190.6123 | 2.1035 | 1.7861 | 0.81964
Average Price of Electricity in Final demand sectors (€'13/MWh) | 139.5633 | 130.1768 | 152.5735 | 152.0043 | 157.3637 | 165.9313 | 170.6311 | 174.464 | 176.5058 | 175.0547 | 172.619 | 0.89527 | 0.56085 | 0.057933
Energy Related Expenses in Residential (€'13/household) | 1684.8208 | 2114.1109 | 2229.2007 | 2438.4341 | 2653.9694 | 2914.867 | 3139.1777 | 3246.4121 | 3316.7306 | 3353.2379 | 3394.9739 | 2.8394 | 1.7263 | 0.39244
Energy Related Expenses in Tertiary (€'13/000€'13 of Value Added) | 18.4103 | 21.0598 | 25.2692 | 27.1063 | 27.6566 | 27.2465 | 27.2191 | 27.8108 | 28.4436 | 27.713 | 25.9757 | 3.2174 | 0.37236 | -0.23351
Energy Related Expenses in Industry (€'13/000€'13 of Value Added) | 104.0621 | 107.7057 | 119.4559 | 106.3384 | 115.3383 | 117.5976 | 115.5539 | 113.712 | 112.5356 | 110.6996 | 106.8453 | 1.3892 | -0.16591 | -0.39101
Fuel Purchase costs in Transport (€'13/100tkm) | 16.5232 | 15.2639 | 16.2337 | 16.1013 | 16.6693 | 15.5399 | 14.9676 | 14.4535 | 14.0996 | 13.8429 | 13.5523 | -0.1766 | -0.40517 | -0.49543
Average Cost of Gross Electricity Generation (€'13/MWh) | 65.5984 | 76.8713 | 90.0802 | 86.135 | 93.5541 | 98.3663 | 98.2041 | 86.8417 | 84.8308 | 82.0739 | 80.9442 | 3.2223 | 0.43267 | -0.96178
Italy:Reference scenario(REF2015f) |  | 00-05 | 05-10 | 10-15 | 15-20 | 20-25 | 25-30 | 30-35 | 35-40 | 40-45 | 45-50 | 2000-2010 | 2010-2030 | 2030-2050
Power Generation Investment (billion €'13) |  | 19.7954 | 30.9073 | 38.0154 | 3.921 | 10.1623 | 5.7368 | 9.5028 | 16.0506 | 19.5068 | 14.7022 | 50.7027 | 57.8356 | 59.7625
Economic Cost Indicators (2000 = 100)
Italy:Reference scenario(REF2015f) | 2000 | 2005 | 2010 | 2015 | 2020 | 2025 | 2030 | 2035 | 2040 | 2045 | 2050
Energy Related Expenses in Residential | 100 | 125.4799 | 132.3108 | 144.7296 | 157.5224 | 173.0075 | 186.3212 | 192.6859 | 196.8595 | 199.0264 | 201.5036
Energy Related Expenses in Tertiary | 100 | 114.3909 | 137.2553 | 147.2343 | 150.2234 | 147.9957 | 147.8467 | 151.0606 | 154.4978 | 150.5298 | 141.0929
Energy Related Expenses in Industry | 100 | 103.5014 | 114.7929 | 102.1875 | 110.8361 | 113.0072 | 111.0433 | 109.2733 | 108.1427 | 106.3785 | 102.6746
Fuel Purchase costs in Transport | 100 | 92.3789 | 98.248 | 97.4468 | 100.8841 | 94.0489 | 90.5856 | 87.4742 | 85.3319 | 83.7787 | 82.0199
Policy variables
Italy:Reference scenario(REF2015f) | 2000 | 2005 | 2010 | 2015 | 2020 | 2025 | 2030 | 2035 | 2040 | 2045 | 2050
Carbon value (€'13/ t of CO2)
ETS sectors | 0 | 0 | 11.2 | 7.5 | 15 | 22.5 | 33.5 | 42 | 50 | 69 | 88
non-ETS sectors | 0 | 0 | 0 | 0 | 0 | 0 | 0 | 0 | 0 | 0 | 0
Average efficiency value (1) (€'10/toe) | 0 | 0 | 0 | 0 | 15.5988 | 7.1683 | 1.1549 | 0.077828 | 0.038991 | 0 | 0
Renewables value (€'13/MWh) | 0 | 0 | 0 | 0 | 3.791 | 1.7819 | 1.196 | 0.92353 | 0.60552 | 0.42814 | 0.25899
CO2 Emissions Index (1990=100) | 106.4968 | 115.8239 | 99.5165 | 87.3294 | 89.0495 | 80.2996 | 75.9866 | 72.0733 | 66.673 | 64.2666 | 61.0339
RES in transport (%) (B) | 0.55927 | 1.0531 | 4.9701 | 7.0819 | 10.6694 | 12.1515 | 13.5218 | 15.674 | 17.6928 | 20.598 | 22.3896
RES in gross final energy demand (%) (B)(C) | 4.6565 | 5.8066 | 10.521 | 18.2473 | 19.8037 | 22.2895 | 24.2385 | 27.3044 | 29.6621 | 32.5843 | 34.6594
Gross Electricity Generation in TWhe | 269.893 | 296.7872 | 298.7186 | 288.9724 | 316.5234 | 313.7843 | 323.1489 | 351.6144 | 378.7633 | 399.9876 | 417.8525
RES in gross electricity demand (%, normalized) (B)(C ) | 15.6835 | 16.2928 | 20.0926 | 33.5918 | 32.6845 | 38.8396 | 41.3222 | 44.8854 | 48.6427 | 57.0697 | 62.1179
Total Cost of energy per sector in billion €'13 | [11 empty] | % change per annum
Italy:Reference scenario(REF2015f) | 2000 | 2005 | 2010 | 2015 | 2020 | 2025 | 2030 | 2035 | 2040 | 2045 | 2050 | 2000-2010 | 2010-2030 | 2030-2050
TOTAL | 134.7376 | 151.902 | 164.8638 | 171.5005 | 191.672 | 205.0114 | 218.1084 | 230.487 | 242.5098 | 252.1237 | 258.4509 | 2.0384 | 1.4092 | 0.85218
ETS sectors | 49.7254 | 52.1031 | 59.5394 | 56.0349 | 63.7277 | 68.8578 | 73.3244 | 79.853 | 86.3473 | 90.6872 | 94.1811 | 1.8175 | 1.0467 | 1.2595
Industry | 6.7734 | 7.1487 | 7.684 | 5.7198 | 8.0973 | 9.4098 | 10.1689 | 10.8489 | 11.447 | 11.9751 | 12.2315 | 1.2693 | 1.4108 | 0.92769
Power generation | 41.018 | 42.3694 | 48.5866 | 47.433 | 50.9897 | 54.038 | 56.6042 | 61.4947 | 66.4339 | 69.3756 | 71.6486 | 1.7078 | 0.7666 | 1.1854
Aviation | 1.934 | 2.585 | 3.2689 | 2.8821 | 4.6407 | 5.41 | 6.5513 | 7.5094 | 8.4664 | 9.3365 | 10.301 | 5.3887 | 3.5372 | 2.2887
Non ETS sectors | 85.0122 | 99.7989 | 105.3244 | 115.4657 | 127.9443 | 136.1536 | 144.7841 | 150.6341 | 156.1625 | 161.4366 | 164.2698 | 2.1656 | 1.6037 | 0.63333
% change per annum
Italy:Reference scenario(REF2015f) | 2000 | 2005 | 2010 | 2015 | 2020 | 2025 | 2030 | 2035 | 2040 | 2045 | 2050 | 2000-2010 | 2010-2030 | 2030-2050
Direct efficiency investment costs in billion €'13 | 0 | 0 | 0 | 0.56828 | 0.31786 | 0.1566 | 0.027268 | 0.0019439 | 0.0010255 | 0 | 0 | 0 | 0 | -100
Industry | 0 | 0 | 0 | 0 | 0 | 0 | 0 | 0 | 0 | 0 | 0 | 0 | 0 | 0
Residential | 0 | 0 | 0 | 0.35217 | 0.22584 | 0.1127 | 0.019945 | 0.0013937 | 0.00073152 | 0 | 0 | 0 | 0 | -100
heating and cooling
electric appliances
Tertiary | 0 | 0 | 0 | 0.21611 | 0.092019 | 0.043904 | 0.0073225 | 0.00055018 | 0.000294 | 0 | 0 | 0 | 0 | -100
Transport | 0 | 0 | 0 | 0 | 0 | 0 | 0 | 0 | 0 | 0 | 0 | 0 | 0 | 0
[12 empty] | 0 | 0 | 0
International Fuel prices (in $'13 per boe) | [11 empty] | % change per annum
Italy:Reference scenario(REF2015f) | 2000 | 2005 | 2010 | 2015 | 2020 | 2025 | 2030 | 2035 | 2040 | 2045 | 2050 | 2000-2010 | 2010-2030 | 2030-2050
Oil | 37.1414 | 63.2608 | 83.8241 | 53.97 | 87.0107 | 102.1749 | 112.5572 | 117.4165 | 124.3251 | 127.1781 | 130.1177 | 8.4803 | 1.4846 | 0.72752
Gas (NCV) | 25.9549 | 42.3 | 52.9627 | 43.4526 | 55.9736 | 62.6462 | 68.1278 | 72.7613 | 75.2149 | 76.7567 | 77.9403 | 7.3928 | 1.2669 | 0.67506
Coal | 10.2576 | 17.8371 | 22.3983 | 12.8494 | 16.5941 | 20.5121 | 24.6171 | 26.0668 | 27.1698 | 28.1522 | 28.9367 | 8.1227 | 0.4734 | 0.81161
International Fuel prices (in €'13 per boe) | [11 empty] | % change per annum
Italy:Reference scenario(REF2015f) | 2000 | 2005 | 2010 | 2015 | 2020 | 2025 | 2030 | 2035 | 2040 | 2045 | 2050 | 2000-2010 | 2010-2030 | 2030-2050
Oil | 37.5506 | 48.6351 | 62.5794 | 48.1875 | 75.0093 | 85.1457 | 93.7977 | 97.8471 | 103.6042 | 105.9817 | 108.4314 | 5.2402 | 2.0441 | 0.72752
Gas (NCV) | 26.2408 | 32.5204 | 39.5396 | 38.797 | 48.2531 | 52.2052 | 56.7731 | 60.6344 | 62.6791 | 63.9639 | 64.9503 | 4.1851 | 1.8253 | 0.67506
Coal | 10.3706 | 13.7133 | 16.7216 | 11.4727 | 14.3053 | 17.0934 | 20.5143 | 21.7223 | 22.6415 | 23.4602 | 24.1139 | 4.8932 | 1.0273 | 0.81161
Total CO2 Emissions (Mt) | [11 empty] | % change per annum
Italy:Reference scenario(REF2015f) | 2000 | 2005 | 2010 | 2015 | 2020 | 2025 | 2030 | 2035 | 2040 | 2045 | 2050 | 2000-2010 | 2010-2030 | 2030-2050
Total CO2 Emissions (Mt) | 461.1732 | 501.2486 | 428.2837 | 375.7841 | 383.4404 | 347.7752 | 329.2406 | 311.9585 | 287.9803 | 277.8815 | 263.0377 | -0.73715 | -1.3064 | -1.1162
Energy related CO2 emissions | 432.538 | 470.4202 | 404.1874 | 354.6893 | 361.6756 | 326.1377 | 308.6207 | 292.7267 | 270.7931 | 261.0196 | 247.89 | -0.67562 | -1.3398 | -1.0897
Non-energy related CO2 emissions | 28.6352 | 30.8284 | 24.0963 | 21.0948 | 21.7648 | 21.6375 | 20.6199 | 19.2318 | 17.1872 | 16.8618 | 15.1476 | -1.711 | -0.77598 | -1.5302
ETS excluding aviation | 0 | 242.7204 | 201.439 | 159.2678 | 175.188 | 147.0451 | 135.3695 | 125.2931 | 106.2879 | 96.6735 | 85.3924 | 0 | -1.9678 | -2.2774
Aviation | 0 | 11.1237 | 11.6115 | 12.245 | 12.875 | 13.2446 | 13.1691 | 13.8553 | 14.3843 | 14.3863 | 14.2896 | 0 | 0.63136 | 0.40912
non - ETS | 461.1732 | 247.4046 | 215.2331 | 204.2714 | 195.3775 | 187.4856 | 180.702 | 172.8102 | 167.3081 | 166.8217 | 163.3557 | -7.3374 | -0.87055 | -0.50333
Unit cost of fuel purchasing by final consumers (€'13/toe)
Italy:Reference scenario(REF2015f) | 2000 | 2005 | 2010 | 2015 | 2020 | 2025 | 2030 | 2035 | 2040 | 2045 | 2050 | 2000-2010 | 2010-2030 | 2030-2050
All final consumers | 930.2657 | 938.1894 | 1071.6013 | 1113.7027 | 1217.1477 | 1276.5024 | 1342.0462 | 1394.5884 | 1425.6803 | 1435.2446 | 1436.7899 | 1.4244 | 1.1316 | 0.34166
Industry | 545.238 | 589.9167 | 745.2574 | 694.0482 | 754.2127 | 809.7398 | 864.6104 | 901.6102 | 930.2997 | 951.4574 | 957.4988 | 3.1744 | 0.74551 | 0.51153
Residential | 1040.9958 | 979.6924 | 1138.3327 | 1197.6344 | 1287.1722 | 1377.4062 | 1451.8035 | 1522.5877 | 1561.353 | 1577.1783 | 1594.5393 | 0.89788 | 1.2236 | 0.46999
Tertiary | 1078.715 | 990.8367 | 1116.3269 | 1226.6181 | 1327.6532 | 1416.6801 | 1490.3093 | 1623.7764 | 1682.9239 | 1659.3894 | 1634.4792 | 0.34332 | 1.4552 | 0.46277
Transport | 1221.9535 | 1236.2123 | 1284.5871 | 1325.7091 | 1492.7874 | 1501.0008 | 1533.6854 | 1534.5157 | 1545.5899 | 1550.809 | 1552.7787 | 0.50112 | 0.89012 | 0.061881
(1) For the sectors : Households, Offices, Hospitals and Schools, Trading Sector, Agriculture and Fishery
998
999
1000

## Summary
Italy:Reference scenario(REF2015f) | [15 empty] | SUMMARY ENERGY BALANCE AND INDICATORS (A)
ktoe | 2000 | 2005 | 2010 | 2015 | 2020 | 2025 | 2030 | 2035 | 2040 | 2045 | 2050 | '00-'10 | '10-'20 | '20-'30 | '30-'40 | '40-'50
Annual % Change
Production (incl.recovery of products) | 28400.4 | 27838.7 | 29559.5 | 30751.0604 | 31625.9279 | 32480.6105 | 33102.2052 | 33945.5859 | 35523.954 | 37274.2334 | 38922.8986 | 0.40082 | 0.67801 | 0.45727 | 0.70857 | 0.91794
Solids | 3.5 | 60.3 | 64.1 | 55.3267 | 0 | 0 | 0 | 0 | 0 | 0 | 0 | 33.7454 | -100 | 0 | 0 | 0
Oil | 4914.6 | 6376.4 | 5686.8 | 5141.9577 | 5667.3128 | 5638.3545 | 5667.7629 | 4191.2032 | 3620.8416 | 2780.7936 | 2220.3757 | 1.4701 | -0.03432 | 0.0007942 | -4.382 | -4.7727
Natural gas | 13626.8 | 9886.2 | 6884.5 | 6760.4069 | 5757.8413 | 4599.6895 | 4019.3496 | 3156.049 | 2773.0628 | 1533.3831 | 919.4409 | -6.5998 | -1.7712 | -3.5306 | -3.6436 | -10.4519
Nuclear | 0 | 0 | 0 | 0 | 0 | 0 | 0 | 0 | 0 | 0 | 0 | 0 | 0 | 0 | 0 | 0
Renewable energy sources | 9855.5 | 11515.8 | 16924.1 | 18793.3692 | 20200.7738 | 22242.5666 | 23415.0927 | 26598.3337 | 29130.0496 | 32960.0567 | 35783.082 | 5.5559 | 1.7856 | 1.4876 | 2.2079 | 2.0784
Hydro | 3800.4 | 3101.2 | 4395.2 | 4138.5871 | 4089.1942 | 4213.4661 | 4278.4019 | 4415.4503 | 4525.8395 | 4585.8876 | 4633.283 | 1.4647 | -0.71905 | 0.45334 | 0.56382 | 0.2349
Biomass & Waste | 1735.8 | 3391.9 | 6670.4 | 10105.4425 | 11260.2552 | 11536.6732 | 11556.7092 | 14037.1673 | 15411.7242 | 15916.9835 | 16058.1904 | 14.4103 | 5.3755 | 0.26021 | 2.9205 | 0.41175
Wind | 48.4 | 201.5 | 784.7 | 1258.0078 | 1259.5163 | 2200.5449 | 2814.9732 | 2903.4331 | 3420.0882 | 3992.9178 | 5336.0052 | 32.1253 | 4.8456 | 8.3745 | 1.9662 | 4.5485
Solar and others | 12.4 | 30 | 298 | 2199.425 | 2501.8913 | 3167.7897 | 3595.4831 | 4008.7622 | 4447.8839 | 7467.7021 | 8735.6344 | 37.4293 | 23.7101 | 3.6929 | 2.1503 | 6.9828
Geothermal | 4258.5 | 4791.2 | 4775.8 | 1091.9068 | 1089.9167 | 1124.0927 | 1169.5253 | 1233.5209 | 1324.5139 | 996.5656 | 1019.9691 | 1.153 | -13.735 | 0.70746 | 1.2523 | -2.5789
Net Imports | 152068.7 | 160240.7 | 149804.1 | 131764.0066 | 133150.97 | 125040.4611 | 120544.4005 | 118217.2038 | 115090.9423 | 112865.9159 | 110333.3631 | -0.14993 | -1.1715 | -0.98972 | -0.46189 | -0.42127
Solids | 13132.7 | 16366.5 | 14301 | 16050.354 | 18637.0081 | 12627.828 | 11323.3553 | 9644.7386 | 3492.8978 | 3471.3909 | 1575.4634 | 0.85588 | 2.6836 | -4.8607 | -11.096 | -7.6531
Oil | 87598.9 | 79154 | 67826.3 | 59508.6741 | 54635.6126 | 51628.4619 | 48867.1118 | 47998.238 | 46806.0531 | 46656.6492 | 46146.5308 | -2.5257 | -2.1394 | -1.1096 | -0.42999 | -0.14181
- Crude oil and Feedstocks | 89450.6 | 94306.6 | 84882 | 68524.6454 | 61760.6638 | 57024.0848 | 52777.8616 | 50363.1559 | 47574.8639 | 45689.9354 | 43692.0021 | -0.52287 | -3.1299 | -1.5595 | -1.0325 | -0.84778
- Oil products | -1851.7 | -15152.6 | -17055.7 | -9015.9713 | -7125.0512 | -5395.6229 | -3910.7498 | -2364.9179 | -768.8108 | 966.7138 | 2454.5287 | 24.8619 | -8.3586 | -5.8225 | -15.0123 | 0
Natural gas | 47008.2 | 59839.6 | 61599.6 | 49416.4605 | 54064.3686 | 54881.072 | 54703.4537 | 55059.0925 | 59686.8967 | 57911.3024 | 57997.6875 | 2.7402 | -1.2963 | 0.11758 | 0.87567 | -0.28668
Electricity | 3813.2 | 4226.5 | 3797.1 | 3953.6368 | 2578.0566 | 2764.0991 | 2644.4904 | 2226.8655 | 1881.7562 | 1696.8727 | 1676.6163 | -0.042302 | -3.798 | 0.25475 | -3.3455 | -1.1476
Renewable energy forms | 515.7 | 654.1 | 2280.1 | 2834.8813 | 3235.924 | 3139 | 3005.9893 | 3288.2691 | 3223.3384 | 3129.7007 | 2937.0651 | 16.0261 | 3.563 | -0.73437 | 0.70055 | -0.92576
Detailed Results
Gross Inland Consumption | 174218.8 | 187471.2 | 174761 | 159035.7304 | 161205.1933 | 153812.1593 | 149813.0172 | 148335.5017 | 146762.1149 | 146233.5516 | 145227.5069 | 0.031078 | -0.80416 | -0.73022 | -0.20554 | -0.10506
Solids | 12550.3 | 16460.5 | 14170.3 | 16105.6807 | 18637.0081 | 12627.828 | 11323.3553 | 9644.7386 | 3492.8978 | 3471.3909 | 1575.4634 | 1.2214 | 2.7779 | -4.8607 | -11.096 | -7.6531
Oil | 89539.5 | 83963 | 69557.5 | 61171.2951 | 56787.4189 | 53669.758 | 50853.8582 | 48605.9 | 46891.6731 | 45869.299 | 44720.6674 | -2.4936 | -2.008 | -1.0975 | -0.80788 | -0.47292
Natural gas | 57944.6 | 70651.3 | 68056.6 | 56176.8674 | 59766.0119 | 59368.9077 | 58570.2313 | 57971.3947 | 62142.3997 | 59106.2317 | 58534.6127 | 1.6215 | -1.2906 | -0.2019 | 0.59378 | -0.59632
Nuclear | 0 | 0 | 0 | 0 | 0 | 0 | 0 | 0 | 0 | 0 | 0 | 0 | 0 | 0 | 0 | 0
Electricity | 3813.2 | 4226.5 | 3797.1 | 3953.6368 | 2578.0566 | 2764.0991 | 2644.4904 | 2226.8655 | 1881.7562 | 1696.8727 | 1676.6163 | -0.042302 | -3.798 | 0.25475 | -3.3455 | -1.1476
Renewable energy forms | 10371.2 | 12169.9 | 19179.5 | 21628.2505 | 23436.6978 | 25381.5666 | 26421.082 | 29886.6029 | 32353.388 | 36089.7573 | 38720.1471 | 6.341 | 2.0248 | 1.2058 | 2.0462 | 1.8126
as % in Gross Inland Consumption
Solids | 7.2038 | 8.7803 | 8.1084 | 10.1271 | 11.561 | 8.2099 | 7.5583 | 6.502 | 2.38 | 2.3739 | 1.0848
Oil | 51.3949 | 44.7871 | 39.8015 | 38.4639 | 35.2268 | 34.8931 | 33.9449 | 32.7675 | 31.9508 | 31.3672 | 30.7935
Natural gas | 33.2597 | 37.6865 | 38.9427 | 35.3234 | 37.0745 | 38.5983 | 39.0956 | 39.0813 | 42.3423 | 40.4191 | 40.3055
Nuclear | 0 | 0 | 0 | 0 | 0 | 0 | 0 | 0 | 0 | 0 | 0
Renewable energy forms | 5.953 | 6.4916 | 10.9747 | 13.5996 | 14.5384 | 16.5017 | 17.636 | 20.148 | 22.0448 | 24.6795 | 26.6617
Gross Electricity Generation in GWhe | 269893.0233 | 296787.2093 | 298718.6047 | 288972.3952 | 316523.416 | 313784.2958 | 323148.8724 | 351614.378 | 378763.3424 | 399987.5755 | 417852.5311 | 1.0199 | 0.58063 | 0.20737 | 1.6007 | 0.98701
Nuclear | 0 | 0 | 0 | 0 | 0 | 0 | 0 | 0 | 0 | 0 | 0 | 0 | 0 | 0 | 0 | 0
Hydro & wind | 44772.093 | 38434.8837 | 62136.0465 | 86160.4047 | 87746.7011 | 106054.658 | 116508.0399 | 121782.3491 | 132285.5131 | 173800.9399 | 203850.2955 | 3.3317 | 3.5115 | 2.8756 | 1.2781 | 4.4191
Thermal (incl. biomass) | 225120.9302 | 258352.3256 | 236582.5581 | 202811.9906 | 228776.715 | 207729.6378 | 206640.8326 | 229832.0288 | 246477.8294 | 226186.6356 | 214002.2356 | 0.49783 | -0.33495 | -1.0125 | 1.7785 | -1.4029
Fuel Inputs for Thermal Power Generation | 49150.4 | 58911.3 | 53964.3 | 38349.4032 | 43160.4766 | 38246.269 | 37882.5929 | 39679.193 | 39221.4619 | 35815.7966 | 33485.8485 | 0.93876 | -2.2092 | -1.2959 | 0.34793 | -1.5686
Solids | 6045 | 10399.1 | 9484 | 12962.7906 | 14694.0972 | 9220.7364 | 9086.6095 | 7816.5776 | 1905.07 | 1916.1452 | 0 | 4.6067 | 4.4757 | -4.6928 | -14.4636 | -100
Oil (including refinery gas) | 18954.3 | 12079.2 | 7365 | 1905.4928 | 1674.9679 | 1740.6094 | 1681.9397 | 1080.3475 | 928.7465 | 587.8609 | 190.4485 | -9.0199 | -13.765 | 0.041546 | -5.7658 | -14.653
Gas | 19667.9 | 29584.9 | 28966.3 | 18745.4932 | 21521.2958 | 21344.3195 | 20870.8815 | 21318.1712 | 25133.0594 | 21650.1704 | 21235.7885 | 3.9474 | -2.9272 | -0.30641 | 1.8757 | -1.6708
Biomass & Waste | 437.6 | 2269.9 | 3526.5 | 3795.0565 | 4329.5457 | 5000.0337 | 5302.5922 | 8523.5267 | 10314.0161 | 11117.6941 | 11515.6856 | 23.2045 | 2.0728 | 2.048 | 6.8794 | 1.1082
Geothermal heat | 4045.6 | 4578.2 | 4622.5 | 940.57 | 940.57 | 940.57 | 940.57 | 940.57 | 940.57 | 543.9259 | 543.9259 | 1.342 | -14.7192 | 0 | -1.1102e-14 | -5.3295
Hydrogen - Methanol | 0 | 0 | 0 | 0 | 0 | 0 | 0 | 0 | 0 | 0 | 0 | 0 | 0 | 0 | 0 | 0
Fuel Input in other transformation proc. | 101609 | 106908.5 | 97409 | 78677.3984 | 74424.1856 | 69542.6373 | 64389.6586 | 60256.2962 | 56820.165 | 54265.5038 | 51982.6811 | -0.42125 | -2.6555 | -1.4378 | -1.2428 | -0.88586
Refineries | 95900.4 | 101958.5 | 91471.8 | 74873.1403 | 68985.0724 | 64332.8644 | 60123.3009 | 56259.6382 | 52961.9475 | 50165.0334 | 47646.3823 | -0.47168 | -2.782 | -1.3655 | -1.2602 | -1.0521
Biofuels and hydrogen production | 0 | 176.7 | 1419.4 | 1592.907 | 2221.477 | 2077.2679 | 2024.972 | 2013.9772 | 1996.8561 | 2115.024 | 2156.2692 | 0 | 4.5812 | -0.92189 | -0.13972 | 0.77101
District heating | 0 | 0 | 109.5 | 120.8594 | 123.3042 | 123.949 | 123.1687 | 147.9987 | 185.0335 | 178.2706 | 162.1287 | 0 | 1.1944 | -0.010991 | 4.1538 | -1.3128
Others | 5708.6 | 4773.3 | 4408.3 | 2090.4916 | 3094.332 | 3008.5561 | 2118.2169 | 1834.6821 | 1676.3279 | 1807.1758 | 2017.9008 | -2.5517 | -3.4773 | -3.7191 | -2.3125 | 1.8718
Energy Branch Consumption | 7704.4776 | 10051.7 | 9539.1 | 8520.4853 | 8167.8554 | 7387.4425 | 7053.6952 | 6918.6457 | 6533.987 | 6179.3692 | 5919.8706 | 2.1589 | -1.5399 | -1.4558 | -0.76242 | -0.98217
Non-Energy Uses | 9018.6 | 8607.4 | 9560 | 7050.1981 | 7322.0805 | 7369.3705 | 7419.4783 | 7578.7343 | 7911.7699 | 7945.9179 | 8340.6803 | 0.58469 | -2.6317 | 0.13223 | 0.6445 | 0.52933
Final Energy Demand | 125578.9819 | 134544.2 | 124780.8 | 122384.8555 | 122483.8326 | 119188.7807 | 115856.9959 | 114418.742 | 114884.5045 | 116343.5631 | 116607.2235 | -0.063743 | -0.18562 | -0.55468 | -0.084258 | 0.14895
by sector
Industry | 40502.22 | 39858 | 30905.3 | 27951.5434 | 28796.1142 | 27058.5414 | 24450.2962 | 23597.5039 | 23659.546 | 23756.6072 | 23997.3646 | -2.6681 | -0.70438 | -1.6227 | -0.32822 | 0.14187
- energy intensive industries | 25288.5792 | 25476.5 | 19382.1 | 16985.327 | 17755.6632 | 16719.0217 | 14627.023 | 13807.3492 | 13619.3465 | 13408.2648 | 13244.3143 | -2.625 | -0.87262 | -1.9197 | -0.71125 | -0.27884
- other industrial sectors | 15213.6407 | 14381.5 | 11523.2 | 10966.2163 | 11040.451 | 10339.5197 | 9823.2732 | 9790.1547 | 10040.1995 | 10348.3423 | 10753.0503 | -2.7401 | -0.42705 | -1.1613 | 0.21866 | 0.68828
Residential | 27656.3865 | 31313.1 | 31959.4 | 34858.8351 | 34760.2107 | 34425.1557 | 34223.636 | 33854.5206 | 33853.2269 | 33752.4284 | 33580.8801 | 1.4566 | 0.84361 | -0.15545 | -0.10876 | -0.080742
Tertiary | 14900.9755 | 18537.3 | 20182.4 | 19017.0349 | 19162.2862 | 18916.5208 | 18717.4048 | 18332.8943 | 19013.3533 | 19689.5716 | 19869.7482 | 3.0803 | -0.51733 | -0.23463 | 0.157 | 0.44154
Transport | 42519.4 | 44835.8 | 41733.7 | 40557.4421 | 39765.2215 | 38788.5628 | 38465.6589 | 38633.8232 | 38358.3784 | 39144.9559 | 39159.2306 | -0.18634 | -0.482 | -0.33172 | -0.027925 | 0.20685
by fuel
Solids | 3586.2 | 3979.9 | 2910.2 | 2093.9634 | 2675.2934 | 2268.8765 | 1384.7479 | 1083.8281 | 899.4385 | 872.7001 | 879.5119 | -2.0671 | -0.8381 | -6.3733 | -4.2233 | -0.22378
Oil | 57248.8 | 59004.8 | 48733.4 | 45659.0347 | 41916.3023 | 39208.0059 | 36781.5302 | 35330.7345 | 33763.031 | 33294.5878 | 32418.3634 | -1.5975 | -1.4956 | -1.2983 | -0.85264 | -0.40559
Gas | 38022.2 | 40609.4 | 38499.2 | 36389.5051 | 37400.2945 | 37243.253 | 36717.4578 | 35658.1984 | 35985.77 | 36629.5756 | 36537.9836 | 0.12475 | -0.28917 | -0.18409 | -0.20109 | 0.1524
Electricity | 23471.5 | 25870.9 | 25736.2 | 25287.9301 | 26163.9569 | 26337.4545 | 26977.3097 | 28872.6385 | 30885.6859 | 32462.3763 | 33953.8114 | 0.92537 | 0.16498 | 0.3066 | 1.3622 | 0.95158
Heat (from CHP and District Heating) (A) | 1448.5819 | 3082.2 | 3332 | 3592.4181 | 3799.8137 | 3904.3931 | 3930.3053 | 3632.8362 | 3737.7159 | 3654.2701 | 3675.8027 | 8.6866 | 1.3225 | 0.33822 | -0.50116 | -0.16689
Other | 1801.7 | 1997 | 5569.8 | 9362.0041 | 10528.1718 | 10226.7978 | 10065.6449 | 9840.5064 | 9612.8632 | 9430.0532 | 9141.7504 | 11.9478 | 6.574 | -0.44826 | -0.4592 | -0.50124
CO2 Emissions (Mt of CO2 - sec approach) | 432.538 | 470.4202 | 404.1874 | 354.6893 | 361.6756 | 326.1377 | 308.6207 | 292.7267 | 270.7931 | 261.0196 | 247.89 | -0.67562 | -1.1052 | -1.5738 | -1.2991 | -0.8798
Power generation/District heating | 137.1456 | 158.4979 | 135.8582 | 106.8671 | 121.5718 | 97.9121 | 93.9602 | 87.2146 | 70.93 | 62.1083 | 52.4197 | -0.094267 | -1.1049 | -2.5434 | -2.7726 | -2.9788
Energy Branch | 15.8511 | 18.3738 | 16.4476 | 14.086 | 12.896 | 11.5753 | 10.8313 | 10.1013 | 9.5403 | 8.8085 | 8.3238 | 0.37014 | -2.4033 | -1.7296 | -1.2611 | -1.3548
Industry | 78.0461 | 72.5282 | 49.4548 | 42.2817 | 43.1777 | 37.893 | 29.446 | 26.5833 | 25.4999 | 25.1918 | 24.9177 | -4.4599 | -1.3482 | -3.7554 | -1.4285 | -0.2307
Residential | 53.3973 | 59.8651 | 53.6073 | 51.43 | 49.776 | 49.2141 | 48.866 | 47.5332 | 46.3409 | 45.2213 | 43.4926 | 0.039263 | -0.73878 | -0.18434 | -0.52916 | -0.63233
Tertiary | 24.3756 | 29.3483 | 30.2425 | 25.9852 | 25.4941 | 24.5603 | 22.6335 | 19.08 | 18.0338 | 18.1462 | 17.8563 | 2.1801 | -1.6935 | -1.1831 | -2.2462 | -0.098891
Transport | 123.7223 | 131.807 | 118.577 | 114.0393 | 108.76 | 104.9829 | 102.8837 | 102.2143 | 100.448 | 101.5435 | 100.8799 | -0.42387 | -0.86047 | -0.5539 | -0.2393 | 0.042911
CO2 Emissions Index (1990=100) | 106.4968 | 115.8239 | 99.5165 | 87.3294 | 89.0495 | 80.2996 | 75.9866 | 72.0733 | 66.673 | 64.2666 | 61.0339 | -0.67562 | -1.1052 | -1.5738 | -1.2991 | -0.8798
Source: PRIMES
Gross final energy consumption in heating and cooling, electricity, transport and overall (in Ktoe)
| 2000 | 2005 | 2010 | 2015 | 2020 | 2025 | 2030 | 2035 | 2040 | 2045 | 2050 | '00-'10 | '10-'20 | '20-'30 | '30-'40 | '40-'50
1. heating and cooling (1) | 60320.1819 | 64690.3 | 58228 | 57507.6965 | 57628.0892 | 55221.4738 | 51694.6501 | 48342.6706 | 47210.6533 | 46405.7962 | 45225.0731 | -0.35238 | -0.10351 | -1.0807 | -0.90324 | -0.42876
2. electricity (2) | 27024 | 29750.2 | 29486.9 | 28705.2691 | 29695.7294 | 29645.577 | 30328.8838 | 32352.0063 | 34333.9531 | 35968.2848 | 37478.6665 | 0.87602 | 0.070596 | 0.2112 | 1.2481 | 0.88022
3. transport as in Article 3(4)a (3) | 36800.496 | 39108.093 | 35455.8143 | 33377.2264 | 31044.597 | 28552.8357 | 27038.8752 | 26000.0468 | 24767.2967 | 24614.9773 | 24043.6149 | -0.37155 | -1.3198 | -1.372 | -0.87368 | -0.29611
4. Gross final energy consumption (4) | 128376.8819 | 138511.3011 | 129615.2393 | 130249.0364 | 131650.7686 | 129530.6838 | 127407.924 | 128330.5287 | 130239.6831 | 132406.3461 | 133086.3376 | 0.096046 | 0.15595 | -0.32705 | 0.22007 | 0.21645
The following calculation is needed only if final energy consumption for aviation is expected to be higher than 6,18% (4,12% for Malta and Cyprus):
Final consumption in aviation | 3490.9 | 3700.4 | 3862.7 | 4073.4075 | 4282.9841 | 4405.9346 | 4380.8436 | 4620.7489 | 4812.8181 | 4864.7629 | 4845.378 | 1.0172 | 1.0382 | 0.22617 | 0.94485 | 0.067447
Reduction for aviation limit (5) Article 5(6) | 0 | 0 | 0 | 0 | 0 | 0 | 0 | 0 | 0 | 0 | 0
Total consumption after reduction for aviation limit | 128376.8819 | 138511.3011 | 129615.2393 | 130249.0364 | 131650.7686 | 129530.6838 | 127407.924 | 128330.5287 | 130239.6831 | 132406.3461 | 133086.3376 | 0.096046 | 0.15595 | -0.32705 | 0.22007 | 0.21645
(1) Final energy consumption of all energy commodities in industry, households, services and agriculture, forestry and fishery except electricity, plus the consumption of heat for own use at electricity and heat plants and heat losses in networks.
(2) The gross electricity consumption is national gross electricity production, including autoproduction, plus imports, minus exports.
(3) Transport consumption as defined in Article 3(4)(a) of Directive 2009/28/EC. Renewable electricity in road transport for this figure has been multiplied by a factor of 2.5, as indicated by Article 3(4)(c) of Directive 2009/28/EC.
(4) As defined in Article (2)(f) of Directive 2009/28/EC. This comprises final energy consumption plus network losses and own use of heat and electricity at electricity and heating plants (NB: this does not include consumption of electricity for pumped hydro storage or for transformation in electrical boilers or heat pumps at district heating plants).
(5) According to Article 5(6) consumption for aviation has to be considered only up to 6,18 % (Community average), for Cyprus and Malta up to 4,12 % of gross final energy consumption .
Calculation table for the renewable energy contribution of each sector to final energy consumption (in Ktoe)
| 2000 | 2005 | 2010 | 2015 | 2020 | 2025 | 2030 | 2035 | 2040 | 2045 | 2050 | '00-'10 | '10-'20 | '20-'30 | '30-'40 | '40-'50
(A) Gross final consumption of RES for heating and cooling | 1739.6 | 3018.9011 | 6292.5393 | 12527.7945 | 14127.3325 | 15256.4111 | 16304.5789 | 18503.0719 | 19988.3459 | 20615.9331 | 20861.7767 | 13.7202 | 8.4235 | 1.4437 | 2.0579 | 0.42861
(B) Gross final consumption of electricity from RES | 4238.3225 | 4847.1548 | 5924.6774 | 9642.6067 | 9705.9109 | 11514.2303 | 12532.5675 | 14521.3321 | 16700.9645 | 20527.0026 | 23280.9656 | 3.4063 | 5.0599 | 2.5889 | 2.913 | 3.3775
(C) Final consumption of energy from RES in transport | 205.8152 | 411.8384 | 1762.1742 | 2363.7274 | 3312.2661 | 3469.5905 | 3656.1525 | 4075.2463 | 4382.0364 | 5070.1839 | 5383.2769 | 23.953 | 6.5142 | 0.99268 | 1.8275 | 2.0792
(D) Total RES consumption (1) | 5977.9225 | 8042.7559 | 13636.8075 | 23766.9625 | 26071.7085 | 28871.78 | 30881.8311 | 35039.8456 | 38631.8621 | 43143.6973 | 46126.8665 | 8.5966 | 6.6954 | 1.7076 | 2.2643 | 1.789
(1) According to Article 5(1) of Directive 2009/28/EC gas, electricity and hydrogen from renewable energy sources shall only be considered once. No double counting is allowed.
Estimated trajectory of energy from renewable sources in heating and cooling, electricity, transport and overall (in %)
| 2000 | 2005 | 2010 | 2015 | 2020 | 2025 | 2030 | 2035 | 2040 | 2045 | 2050
RES-H&C (1) | 2.8839 | 4.5908 | 10.4318 | 20.068 | 22.1699 | 24.3299 | 27.0163 | 31.2374 | 33.5264 | 34.6401 | 35.4924
RES-E (2) (C) | 15.6835 | 16.2928 | 20.0926 | 33.5918 | 32.6845 | 38.8396 | 41.3222 | 44.8854 | 48.6427 | 57.0697 | 62.1179
RES-T (3) | 0.55927 | 1.0531 | 4.9701 | 7.0819 | 10.6694 | 12.1515 | 13.5218 | 15.674 | 17.6928 | 20.598 | 22.3896
Overall RES share ( 4) (C ) | 4.6565 | 5.8066 | 10.521 | 18.2473 | 19.8037 | 22.2895 | 24.2385 | 27.3044 | 29.6621 | 32.5843 | 34.6594
(1) Share of renewable energy in heating and cooling: gross final consumption of energy from renewable sources for heating and cooling (as defined in Articles 5(1)b) and 5(4) of Directive 2009/28/EC) divided by gross final consumption of energy for heating and cooling.
(2) Share of renewable energy in electricity: gross final consumption of electricity from renewable sources for electricity (as defined in Articles 5(1)(a) and 5(3) of Directive 2009/28/EC) divided by total gross final consumption of electricity.
(3) Share of renewable energy in transport: final energy from renewable sources consumed in transport (cf. Article 5(1)(c) and 5(5) of Directive 2009/28/EC) divided by the consumption in transport of 1) petrol; 2) diesel; 3) biofuels used in road and rail transport and 4) electricity in transport.
(4) Share of renewable energy in gross final energy consumption.

## indicator
Italy:Reference scenario(REF2015f) | [15 empty] | SUMMARY ENERGY BALANCE AND INDICATORS (B)
| 2000 | 2005 | 2010 | 2015 | 2020 | 2025 | 2030 | 2035 | 2040 | 2045 | 2050 | '00-'10 | '10-'20 | '20-'30 | '30-'40 | '40-'50
Annual % Change
Main Energy System Indicators
Population (Million) | 56.9235 | 57.8748 | 59.1901 | 61.0477 | 62.0647 | 63.1183 | 64.2287 | 65.3333 | 66.2957 | 66.9175 | 67.0438 | 0.39123 | 0.47535 | 0.34332 | 0.31724 | 0.11228
GDP (in 000 MEuro'13) | 1564.1942 | 1642.6196 | 1622.0308 | 1564.8707 | 1674.9993 | 1776.1006 | 1884.5047 | 2029.8231 | 2193.8132 | 2361.0996 | 2556.5237 | 0.36374 | 0.32185 | 1.1855 | 1.5314 | 1.5418
Gross Inl. Cons./GDP (toe/MEuro'13) | 111.3793 | 114.1294 | 107.7421 | 101.6287 | 96.2419 | 86.601 | 79.4973 | 73.078 | 66.8982 | 61.9345 | 56.8066 | -0.33146 | -1.1224 | -1.8933 | -1.7107 | -1.6219
Gross Inl. Cons./Capita (toe/inhabitant) | 3.0606 | 3.2393 | 2.9525 | 2.6051 | 2.5974 | 2.4369 | 2.3325 | 2.2704 | 2.2138 | 2.1853 | 2.1662 | -0.35874 | -1.2735 | -1.0699 | -0.52113 | -0.21709
Electricity Generated/Capita (kWh gross/inhabitant) | 4741.3267 | 5128.0946 | 5046.7627 | 4733.5474 | 5099.8949 | 4971.3676 | 5031.2199 | 5381.8569 | 5713.2447 | 5977.3265 | 6232.5331 | 0.62625 | 0.10478 | -0.13548 | 1.2794 | 0.87375
Carbon intensity (t of CO2/toe of GIC) | 2.4827 | 2.5093 | 2.3128 | 2.2302 | 2.2436 | 2.1204 | 2.06 | 1.9734 | 1.8451 | 1.785 | 1.7069 | -0.70648 | -0.30344 | -0.84981 | -1.0958 | -0.77556
CO2 Emissions/Capita (t of CO2/inhabitant) | 7.5986 | 8.1282 | 6.8286 | 5.81 | 5.8274 | 5.1671 | 4.805 | 4.4805 | 4.0846 | 3.9006 | 3.6974 | -1.0627 | -1.573 | -1.9106 | -1.6112 | -0.99097
CO2 Emissions to GDP (t of CO2/MEuro'13) | 276.5245 | 286.3842 | 249.186 | 226.6573 | 215.9258 | 183.6257 | 163.7676 | 144.2129 | 123.4349 | 110.55 | 96.9637 | -1.0356 | -1.4224 | -2.727 | -2.7877 | -2.3849
Import Dependency % | 86.4693 | 84.4649 | 84.2848 | 81.078 | 80.8068 | 79.3801 | 78.4556 | 77.6913 | 76.4141 | 75.1737 | 73.9221
Energy intensity indicators (2000=100)
Industry (Energy on Value added) | 100 | 100.2046 | 83.0933 | 78.9369 | 77.6274 | 70.7582 | 61.7308 | 56.961 | 54.1879 | 51.6602 | 49.3096 | -1.835 | -0.67812 | -2.2653 | -1.2948 | -0.93895
Residential (Energy on Private Income) | 100 | 109.0892 | 109.5959 | 122.7205 | 113.6944 | 105.7427 | 98.6619 | 90.2329 | 83.1382 | 76.6994 | 70.1863 | 0.92051 | 0.36781 | -1.4081 | -1.6974 | -1.6793
Tertiary (Energy on Value added) | 100 | 117.0077 | 125.8294 | 120.8849 | 113.3204 | 104.7468 | 97.2019 | 87.9014 | 84.007 | 80.5403 | 74.7631 | 2.3242 | -1.0416 | -1.5226 | -1.4483 | -1.159
Transport (Energy on GDP) | 100 | 100.4134 | 94.6523 | 95.3445 | 87.3358 | 80.3415 | 75.0896 | 70.0185 | 64.3227 | 60.9909 | 56.3492 | -0.54809 | -0.80127 | -1.4994 | -1.5358 | -1.3147
Carbon Intensity indicators
Electricity and Steam production (t of CO2/MWh) | 0.46882 | 0.45233 | 0.3819 | 0.30531 | 0.32032 | 0.25975 | 0.24344 | 0.2115 | 0.16091 | 0.13474 | 0.10945 | -2.0299 | -1.7428 | -2.7073 | -4.0558 | -3.7805
Final energy demand (t of CO2/toe) | 2.226 | 2.1818 | 2.0186 | 1.9098 | 1.855 | 1.8177 | 1.7593 | 1.7079 | 1.6566 | 1.634 | 1.6049 | -0.97338 | -0.84158 | -0.5282 | -0.59951 | -0.31663
Industry | 1.927 | 1.8197 | 1.6002 | 1.5127 | 1.4994 | 1.4004 | 1.2043 | 1.1265 | 1.0778 | 1.0604 | 1.0384 | -1.841 | -0.64835 | -2.1679 | -1.1039 | -0.37204
Residential | 1.9307 | 1.9118 | 1.6774 | 1.4754 | 1.432 | 1.4296 | 1.4278 | 1.404 | 1.3689 | 1.3398 | 1.2952 | -1.397 | -1.5691 | -0.028936 | -0.42086 | -0.55203
Tertiary | 1.6358 | 1.5832 | 1.4985 | 1.3664 | 1.3304 | 1.2984 | 1.2092 | 1.0408 | 0.94848 | 0.92162 | 0.89867 | -0.87338 | -1.1823 | -0.95071 | -2.3994 | -0.53806
Transport | 2.9098 | 2.9398 | 2.8413 | 2.8118 | 2.7351 | 2.7065 | 2.6747 | 2.6457 | 2.6187 | 2.594 | 2.5761 | -0.23797 | -0.38031 | -0.22292 | -0.21144 | -0.1636
Electricity and steam generation
Net Generation Capacity in MWe | 71896.0809 | 82950.4452 | 104919.7337 | 127453.7004 | 122841.0206 | 119386.9224 | 114442.0513 | 108494.9897 | 119182.306 | 143184.8377 | 156206.5759 | 3.8521 | 1.5895 | -0.70572 | 0.40668 | 2.7422
Nuclear energy | 0 | 0 | 0 | 0 | 0 | 0 | 0 | 0 | 0 | 0 | 0 | 0 | 0 | 0 | 0 | 0
Renewable energy | 16770.043 | 18701.498 | 26469.59 | 46374.753 | 47828.5929 | 54392.9123 | 59078.2621 | 60761.9559 | 64204.1378 | 88544.7547 | 102309.836 | 4.6698 | 6.0948 | 2.1349 | 0.83552 | 4.7696
Hydro (pumping excluded) | 16390 | 17036 | 17563 | 18512 | 18808.2928 | 18808.2928 | 18938.8048 | 19204.6712 | 19417.98 | 19524.1395 | 19587.9224 | 0.69362 | 0.68739 | 0.069175 | 0.25018 | 0.087175
Wind | 363 | 1635 | 5794 | 8957.8 | 8963.4828 | 12569.6665 | 15577.4421 | 15846.2694 | 17735.6922 | 19793.1644 | 25957.2788 | 31.919 | 4.46 | 5.6822 | 1.306 | 3.8822
Solar | 17.043 | 30.498 | 3112.59 | 18904.953 | 20056.8173 | 23014.953 | 24562.0153 | 25711.0153 | 27050.4655 | 49227.4509 | 56764.6348 | 68.3285 | 20.4797 | 2.047 | 0.9697 | 7.6937
Other renewables (tidal etc.) | 0 | 0 | 0 | 0 | 0 | 0 | 0 | 0 | 0 | 0 | 0 | 0 | 0 | 0 | 0 | 0
Thermal power | 55126.0379 | 64248.9472 | 78450.1437 | 81078.9474 | 75012.4277 | 64994.0101 | 55363.7892 | 47733.0338 | 54978.1682 | 54640.0829 | 53896.7399 | 3.5914 | -0.44709 | -2.9916 | -0.069871 | -0.19846
of which cogeneration units | 6475.5609 | 5888 | 7351 | 17215.7762 | 16885.2026 | 18388.5755 | 14400.6024 | 11009.5331 | 11258.1777 | 13463.5218 | 13377.0486 | 1.2761 | 8.6716 | -1.5791 | -2.4317 | 1.7394
of which CCS units | 0 | 0 | 0 | 0 | 0 | 0 | 0 | 0 | 0 | 0 | 0 | 0 | 0 | 0 | 0 | 0
Solids fired | 9518.17 | 8278.69 | 9511.49 | 9511.49 | 8858.0189 | 5103.4989 | 5098.3689 | 4803.0489 | 2226.1289 | 2214.1689 | 1901.3689 | -0.0070204 | -0.70925 | -5.3742 | -7.9525 | -1.5645
Gas fired | 22819.3099 | 36431.0507 | 51676.9164 | 52044.5201 | 51352.5755 | 47623.0934 | 41739.443 | 35862.1279 | 45213.0784 | 45081.4997 | 45061.6314 | 8.5174 | -0.062941 | -2.0514 | 0.8026 | -0.033547
Oil fired | 21762.8397 | 17998.4219 | 14747.6147 | 13927.9977 | 8629.2116 | 6039.6878 | 2331.967 | 797.7768 | 603.4089 | 483.3982 | 128.1216 | -3.8165 | -5.2182 | -12.2645 | -12.6448 | -14.3552
Biomass-waste fired | 435.7183 | 869.7846 | 1774.1226 | 4809.9396 | 5387.6217 | 5442.73 | 5409.0103 | 5485.0803 | 6150.5521 | 6157.0161 | 6113.618 | 15.0742 | 11.7484 | 0.039629 | 1.293 | -0.060213
Hydrogen plants | 0 | 0 | 12 | 12 | 12 | 12 | 12 | 12 | 12 | 12 | 0 | 0 | 0 | 0 | 0 | -100
Geothermal heat | 590 | 671 | 728 | 773 | 773 | 773 | 773 | 773 | 773 | 692 | 692 | 2.124 | 0.60158 | 0 | 0 | -1.1008
Load factor for net electric capacities (%) | 40.7573 | 39.0653 | 31.2835 | 24.8452 | 28.2251 | 28.9927 | 31.1766 | 35.8684 | 35.4619 | 31.2636 | 30.0258
Indicators for gross electricity production
Efficiency for thermal electricity production (%) | 39.3901 | 37.7148 | 37.7029 | 45.4814 | 45.5852 | 46.7098 | 46.911 | 49.8134 | 54.0446 | 54.3114 | 54.9611
CHP indicator (% of electricity from CHP) | 8.3 | 9.0178 | 11.5 | 15.3079 | 15.4854 | 11.5243 | 11.1238 | 9.7658 | 9.1593 | 7.1818 | 6.9185
CCS indicator (% of electricity from CCS) | 0 | 0 | 0 | 0 | 0 | 0 | 0 | 0 | 0 | 0 | 0
Non fossil fuels in electricity generation (%) | 19.0386 | 16.8168 | 26.4783 | 38.4266 | 36.4596 | 43.4809 | 45.8842 | 48.7522 | 51.9527 | 60.3087 | 65.395
- nuclear | 0 | 0 | 0 | 0 | 0 | 0 | 0 | 0 | 0 | 0 | 0
- renewable energy forms and industrial waste | 19.0386 | 16.8168 | 26.4783 | 38.4266 | 36.4596 | 43.4809 | 45.8842 | 48.7522 | 51.9527 | 60.3087 | 65.395
Indicators for renewables (excluding industrial waste) (%) (B)
RES in gross final energy demand (%) | 4.6565 | 5.8066 | 10.521 | 18.2473 | 19.8037 | 22.2895 | 24.2385 | 27.3044 | 29.6621 | 32.5843 | 34.6594
RES in transport (%) | 0.55927 | 1.0531 | 4.9701 | 7.0819 | 10.6694 | 12.1515 | 13.5218 | 15.674 | 17.6928 | 20.598 | 22.3896
Transport sector
Passenger transport activity (Gpkm) | 942.9806 | 931.2507 | 952.0788 | 967.3769 | 1019.6943 | 1052.2795 | 1091.0027 | 1123.3813 | 1133.3187 | 1184.0813 | 1202.5325 | 0.096067 | 0.68846 | 0.67823 | 0.38126 | 0.59456
Public road transport | 93.421 | 100.954 | 102.219 | 104.8178 | 107.4411 | 109.4273 | 111.3481 | 114.5689 | 114.8048 | 119.7241 | 122.4451 | 0.90408 | 0.49949 | 0.35783 | 0.30619 | 0.64638
Private cars and motorcycles | 755.911 | 726.535 | 739.87 | 746.4347 | 781.5155 | 800.4532 | 827.1822 | 845.3601 | 843.8881 | 880.7481 | 887.1421 | -0.21426 | 0.54911 | 0.56952 | 0.20015 | 0.5011
Rail | 55.1807 | 56.123 | 54.255 | 55.3443 | 62.2906 | 67.1339 | 71.7994 | 75.3319 | 79.0166 | 81.9644 | 85.4838 | -0.16904 | 1.3907 | 1.4308 | 0.96242 | 0.78979
Aviation | 33.5131 | 42.6553 | 50.9038 | 55.9187 | 63.446 | 70.1377 | 75.4393 | 82.7476 | 90.0197 | 96.0209 | 101.6975 | 4.2686 | 2.227 | 1.7465 | 1.7827 | 1.2272
Inland navigation | 4.9548 | 4.9834 | 4.831 | 4.8614 | 5.0011 | 5.1274 | 5.2337 | 5.3728 | 5.5896 | 5.6238 | 5.764 | -0.25253 | 0.34658 | 0.45562 | 0.65996 | 0.30783
Travel per person (km per capita) | 16565.745 | 16090.7938 | 16085.0907 | 15846.2348 | 16429.5386 | 16671.5424 | 16986.2092 | 17194.6246 | 17094.9149 | 17694.6511 | 17936.5282 | -0.29401 | 0.21211 | 0.33377 | 0.063813 | 0.48174
Freight transport activity (Gtkm) | 253.1533 | 302.5895 | 268.3571 | 271.0516 | 289.8299 | 306.2612 | 323.2299 | 337.151 | 346.8174 | 361.5719 | 370.5084 | 0.58494 | 0.77273 | 1.0967 | 0.70683 | 0.66296
Trucks | 192.4096 | 225.506 | 201.5933 | 203.116 | 217.0999 | 229.7613 | 243.0474 | 253.3064 | 257.8404 | 271.6467 | 277.8408 | 0.46734 | 0.74381 | 1.1354 | 0.59259 | 0.74987
Rail | 22.817 | 22.761 | 18.616 | 20.0445 | 22.0425 | 23.5092 | 24.917 | 26.1861 | 28.1004 | 28.217 | 28.6917 | -2.0143 | 1.7039 | 1.2333 | 1.2096 | 0.20848
Inland navigation | 37.9267 | 54.3225 | 48.1479 | 47.8911 | 50.6874 | 52.9907 | 55.2655 | 57.6585 | 60.8767 | 61.7082 | 63.9759 | 2.4149 | 0.51534 | 0.86846 | 0.9717 | 0.49779
Freight activity per unit of GDP (tkm/000 Euro'13) | 161.8426 | 184.2115 | 165.4451 | 173.2102 | 173.0328 | 172.4346 | 171.5198 | 166.0987 | 158.0888 | 153.1371 | 144.9266 | 0.22039 | 0.44943 | -0.087788 | -0.8121 | -0.86553
Energy demand in transport (ktoe) | 42174.1 | 44376.6 | 41219.5311 | 39855.6182 | 39022.1636 | 38024.4195 | 37683.9872 | 37830.8398 | 37530.04 | 38303.1999 | 38300.0275 | -0.22868 | -0.54633 | -0.34834 | -0.040927 | 0.2033
Public road transport | 1060.8866 | 1230.9632 | 1244.6702 | 1277.7022 | 1310.3587 | 1306.7899 | 1296.739 | 1312.5523 | 1287.5673 | 1326.6233 | 1345.3326 | 1.6105 | 0.51563 | -0.10443 | -0.070955 | 0.43983
Private cars and motorcycles | 27882.4527 | 27504.5555 | 25834.9196 | 24747.1089 | 23409.4866 | 22114.2678 | 21617.4984 | 21280.6647 | 20737.5966 | 21121.1846 | 20997.4901 | -0.7598 | -0.98101 | -0.79322 | -0.41469 | 0.12462
Trucks | 7944.3607 | 10061.6812 | 8685.84 | 8258.8061 | 8436.0339 | 8549.5397 | 8695.5369 | 8882.31 | 8904.9131 | 9218.9665 | 9326.8717 | 0.89631 | -0.29139 | 0.30344 | 0.23822 | 0.46404
Rail | 526.2 | 492.3 | 463.3001 | 487.0196 | 520.2268 | 549.3469 | 565.3341 | 576.067 | 584.4604 | 573.5803 | 566.3447 | -1.265 | 1.1656 | 0.83499 | 0.33328 | -0.31437
Aviation | 3490.9 | 3700.4 | 3862.7 | 4073.4075 | 4282.9841 | 4405.9346 | 4380.8436 | 4620.7489 | 4812.8181 | 4864.7629 | 4845.378 | 1.0172 | 1.0382 | 0.22617 | 0.94485 | 0.067447
Inland navigation | 1269.3 | 1386.7 | 1128.1013 | 1011.5739 | 1063.0735 | 1098.5406 | 1128.0351 | 1158.4969 | 1202.6845 | 1198.0823 | 1218.6103 | -1.1724 | -0.59196 | 0.59489 | 0.64285 | 0.13164
Efficiency indicator (activity related)
Passenger transport (toe/Mpkm) | 33.4661 | 32.8224 | 30.2055 | 28.7339 | 26.0849 | 24.086 | 22.6532 | 21.7718 | 21.1399 | 20.4926 | 19.9469 | -1.0198 | -1.456 | -1.4006 | -0.68901 | -0.57923
Freight transport (toe/Mtkm) | 34.662 | 38.0451 | 36.6843 | 34.4005 | 33.0065 | 31.7444 | 30.6391 | 30.0278 | 29.3961 | 29.0289 | 28.6486 | 0.56866 | -1.0509 | -0.74151 | -0.4133 | -0.25724
| 0 | 0 | 0 | 0 | 0 | 0 | 0 | 0 | 0 | 0 | 0 | 0 | 0 | 0 | 0 | 0
Source: PRIMES

## industry
Italy:Reference scenario(REF2015f) | [15 empty] | INDUSTRY
| 2000 | 2005 | 2010 | 2015 | 2020 | 2025 | 2030 | 2035 | 2040 | 2045 | 2050 | '00-'10 | '10-'20 | '20-'30 | '30-'40 | '40-'50
Annual % Change
Sectoral Value Added (in 000 MEuro'13) | 260.0902 | 255.4306 | 238.8429 | 227.3896 | 238.2122 | 245.5686 | 254.3476 | 266.0319 | 280.3813 | 295.3066 | 312.5193 | -0.8486 | -0.026437 | 0.65755 | 0.97925 | 1.0911
Iron and steel | 5.6669 | 5.8486 | 5.6262 | 5.2894 | 5.4037 | 5.4135 | 5.424 | 5.4868 | 5.5512 | 5.605 | 5.6729 | -0.071968 | -0.40274 | 0.037467 | 0.23204 | 0.21722
Non ferrous metals | 4.0293 | 3.3302 | 2.5715 | 2.6115 | 2.763 | 2.8459 | 2.8891 | 2.9363 | 2.9802 | 2.9976 | 3.0118 | -4.3918 | 0.72093 | 0.44716 | 0.31126 | 0.10527
Chemicals | 17.1849 | 17.4087 | 17.2206 | 16.9137 | 18.1332 | 19.0207 | 19.899 | 21.1387 | 22.679 | 24.2784 | 26.0319 | 0.020741 | 0.5177 | 0.9336 | 1.3163 | 1.3884
Non metallic minerals | 14.5524 | 15.588 | 12.7298 | 11.6156 | 12.7171 | 13.7096 | 14.67 | 15.6462 | 16.8578 | 17.904 | 18.9898 | -1.3292 | -0.010016 | 1.4388 | 1.3998 | 1.198
Paper and pulp | 11.5889 | 11.2688 | 10.6273 | 9.7281 | 10.3089 | 10.8336 | 11.2929 | 11.9014 | 12.6706 | 13.415 | 14.2492 | -0.86252 | -0.30366 | 0.91583 | 1.1577 | 1.1811
Food, drink and tobacco | 29.6066 | 27.7774 | 26.5054 | 24.6311 | 26.7538 | 28.5738 | 30.7443 | 33.428 | 36.5075 | 39.1321 | 41.9655 | -1.1004 | 0.093317 | 1.4 | 1.733 | 1.403
Engineering | 99.0507 | 102.8455 | 99.574 | 95.8 | 100.7823 | 104.3568 | 108.48 | 113.556 | 119.6215 | 126.6294 | 135.155 | 0.052711 | 0.12069 | 0.73875 | 0.98246 | 1.2284
Textiles | 31.3902 | 26.886 | 24.3442 | 22.3285 | 21.3176 | 19.7824 | 18.5268 | 17.5645 | 16.9727 | 16.3062 | 15.8377 | -2.51 | -1.3188 | -1.3934 | -0.8723 | -0.68972
Other industries | 47.0203 | 44.4773 | 39.6439 | 38.4716 | 40.0327 | 41.0323 | 42.4215 | 44.3741 | 46.5407 | 49.0389 | 51.6055 | -1.6919 | 0.097637 | 0.58129 | 0.93103 | 1.0384
Final Energy Demand (in ktoe) | 40502.22 | 39858 | 30905.3 | 27951.5434 | 28796.1142 | 27058.5414 | 24450.2962 | 23597.5039 | 23659.546 | 23756.6072 | 23997.3646 | -2.6681 | -0.70438 | -1.6227 | -0.32822 | 0.14187
By sector
Iron and steel | 7112.4788 | 7458.5 | 5934.5 | 4668.0468 | 5402.9688 | 5057.8407 | 4218.0007 | 4123.0013 | 4037.2946 | 3977.125 | 3895.8711 | -1.7944 | -0.93395 | -2.4455 | -0.43691 | -0.35594
Non ferrous metals | 965.1865 | 964.1 | 843.4 | 758.8291 | 759.4653 | 674.1999 | 559.2913 | 555.2382 | 554.8485 | 551.6168 | 551.7575 | -1.3397 | -1.0428 | -3.0131 | -0.079721 | -0.055849
Chemicals | 6136.5874 | 5424.7 | 4241.7 | 4243.3132 | 4084.3511 | 3683.7438 | 3266.2444 | 2840.7767 | 2783.2444 | 2707.3967 | 2603.3945 | -3.6257 | -0.3773 | -2.2104 | -1.5875 | -0.66579
Non metallic minerals | 8131.0784 | 8892.8 | 5950.7 | 4841.5683 | 5222.4686 | 5132.804 | 4541.712 | 4391.7982 | 4330.9166 | 4296.1768 | 4311.263 | -3.0736 | -1.2969 | -1.387 | -0.47412 | -0.045473
Paper and pulp | 2943.2481 | 2736.4 | 2411.8 | 2473.5697 | 2286.4094 | 2170.4334 | 2041.7747 | 1896.5348 | 1913.0424 | 1875.9496 | 1882.0282 | -1.9717 | -0.53248 | -1.1253 | -0.64913 | -0.16331
Food, drink and tobacco | 3582.0202 | 3444 | 2777.6 | 2774.2349 | 2709.1118 | 2432.1171 | 2120.3183 | 2034.9256 | 2132.6673 | 2233.8291 | 2393.7027 | -2.5113 | -0.24935 | -2.4208 | 0.058089 | 1.1614
Engineering | 5182.5242 | 5272.1 | 4393.5 | 3915.0515 | 4103.4215 | 4079.5355 | 4079.5917 | 4143.7999 | 4269.3792 | 4435.7501 | 4641.3808 | -1.6381 | -0.68072 | -0.058225 | 0.45575 | 0.83893
Textiles | 2749.3289 | 2383.2 | 1340.2 | 1311.5458 | 1239.1778 | 1093.3761 | 981.093 | 884.6296 | 841.4733 | 792.9335 | 718.9952 | -6.9333 | -0.78064 | -2.3083 | -1.5234 | -1.5607
Other industries | 3699.7674 | 3282.2 | 3011.9 | 2965.3842 | 2988.7399 | 2734.4909 | 2642.2701 | 2726.7995 | 2796.6796 | 2885.8296 | 2998.9715 | -2.036 | -0.077163 | -1.2246 | 0.56956 | 0.70081
By fuel
Solids | 3523 | 3972.9 | 2906.4 | 2093.9634 | 2675.2869 | 2268.8717 | 1384.7441 | 1083.8248 | 899.4355 | 872.6972 | 879.5091 | -1.9056 | -0.82516 | -6.3733 | -4.2233 | -0.22378
Oil | 6106.9 | 6429.8 | 3480.6 | 3171.5248 | 2467.9553 | 2212.9528 | 1656.5998 | 1403.4002 | 1171.9325 | 1060.6168 | 959.753 | -5.467 | -3.3797 | -3.9078 | -3.4019 | -1.9775
Gas | 17031.7 | 13880.9 | 10350.3 | 9352.0082 | 9621.2623 | 8507.6209 | 7418.27 | 7162.5258 | 7424.9262 | 7529.5355 | 7563.5826 | -4.8586 | -0.72774 | -2.5668 | 0.0089691 | 0.18519
Electricity | 12196.5 | 12447.3 | 10994.7 | 10099.7061 | 10258.6361 | 10052.3235 | 9647.9138 | 9710.7406 | 9876.7507 | 10077.5371 | 10383.6108 | -1.032 | -0.69054 | -0.6119 | 0.23469 | 0.50171
Heat (distributed CHP) (A) | 1354.42 | 2852.1 | 2742.5 | 2523.6907 | 2757.7178 | 2897.7506 | 2995.0587 | 2771.5501 | 2925.0672 | 2870.2698 | 2932.4748 | 7.3098 | 0.055351 | 0.82902 | -0.23618 | 0.025295
Other (Biomass, waste, hydrogen etc.) | 289.7 | 275 | 430.8 | 710.6503 | 1015.2558 | 1119.0219 | 1347.7098 | 1465.4625 | 1361.4339 | 1345.9507 | 1278.4344 | 4.0478 | 8.9507 | 2.8732 | 0.10137 | -0.62705
Fuel use as raw material (in ktoe) | 9018.6 | 8607.4 | 9560 | 7050.1981 | 7322.0805 | 7369.3705 | 7419.4783 | 7578.7343 | 7911.7699 | 7945.9179 | 8340.6803 | 0.58469 | -2.6317 | 0.13223 | 0.6445 | 0.52933
By sector
Petrochemical industry | 5408.3 | 5042.5 | 5633 | 4626.4733 | 4712.8499 | 4720.5174 | 4669.693 | 4681.5606 | 4770.2258 | 4618.8697 | 4727.2091 | 0.4079 | -1.7677 | -0.091953 | 0.21323 | -0.090546
Other non energy uses | 3610.3 | 3564.9 | 3927 | 2423.7247 | 2609.2305 | 2648.8531 | 2749.7854 | 2897.1737 | 3141.5441 | 3327.0483 | 3613.4713 | 0.84439 | -4.0058 | 0.52605 | 1.3408 | 1.4094
By fuel
Solids | 166.5 | 163.5 | 130.2 | 145.7371 | 154.9398 | 156.1955 | 161.2381 | 168.4685 | 181.2895 | 188.3663 | 200.0047 | -2.4292 | 1.7549 | 0.39925 | 1.179 | 0.9873
Oil | 7875 | 7451.3 | 8863.9 | 6366.2863 | 6618.9182 | 6664.0607 | 6715.038 | 6865.6831 | 7175.5836 | 7220.2614 | 7590.7828 | 1.19 | -2.8783 | 0.14428 | 0.66555 | 0.56409
Gas | 977.1 | 992.6 | 565.9 | 538.1747 | 548.2224 | 549.1144 | 543.2022 | 544.5827 | 554.8967 | 537.2902 | 549.8928 | -5.3152 | -0.31686 | -0.091953 | 0.21323 | -0.090546
Energy intensity (toe/MEuro'13) | 155.7238 | 156.0424 | 129.3959 | 122.9236 | 120.8843 | 110.1873 | 96.1295 | 88.7018 | 84.3835 | 80.4473 | 76.7868 | -1.835 | -0.67812 | -2.2653 | -1.2948 | -0.93895
Iron and steel | 1255.0924 | 1275.2542 | 1054.7887 | 882.5286 | 999.8614 | 934.3037 | 777.6553 | 751.4453 | 727.2861 | 709.5654 | 686.7456 | -1.7237 | -0.53336 | -2.482 | -0.6674 | -0.57192
Non ferrous metals | 239.5424 | 289.503 | 327.9839 | 290.571 | 274.8714 | 236.9045 | 193.59 | 189.0974 | 186.1755 | 184.0222 | 183.2006 | 3.1922 | -1.7511 | -3.4449 | -0.38977 | -0.16095
Chemicals | 357.0911 | 311.6078 | 246.3153 | 250.8807 | 225.2418 | 193.6699 | 164.1409 | 134.3872 | 122.7233 | 111.5146 | 100.0077 | -3.6457 | -0.89039 | -3.1149 | -2.8661 | -2.026
Non metallic minerals | 558.7445 | 570.4913 | 467.462 | 416.8147 | 410.6664 | 374.3946 | 309.5923 | 280.6948 | 256.9087 | 239.9562 | 227.03 | -1.7679 | -1.287 | -2.7857 | -1.8481 | -1.2288
Paper and pulp | 253.9706 | 242.829 | 226.9442 | 254.2704 | 221.789 | 200.3431 | 180.801 | 159.3538 | 150.9831 | 139.8397 | 132.0799 | -1.1188 | -0.22952 | -2.0226 | -1.7861 | -1.3287
Food, drink and tobacco | 120.9871 | 123.9857 | 104.7936 | 112.6313 | 101.2608 | 85.117 | 68.9662 | 60.8748 | 58.4172 | 57.0843 | 57.0397 | -1.4266 | -0.34235 | -3.768 | -1.6464 | -0.23833
Engineering | 52.322 | 51.2623 | 44.123 | 40.8669 | 40.7157 | 39.0922 | 37.6069 | 36.4912 | 35.6907 | 35.0294 | 34.3412 | -1.6899 | -0.80044 | -0.79113 | -0.52159 | -0.38472
Textiles | 87.5857 | 88.6408 | 55.0522 | 58.7386 | 58.1294 | 55.2703 | 52.9554 | 50.3647 | 49.5782 | 48.6277 | 45.3977 | -4.5372 | 0.54537 | -0.92787 | -0.65684 | -0.87702
Other industries | 78.6845 | 73.795 | 75.9739 | 77.0798 | 74.6576 | 66.6424 | 62.2861 | 61.4503 | 60.091 | 58.8478 | 58.1134 | -0.34996 | -0.17463 | -1.7954 | -0.35813 | -0.33408
CO2 EMISSIONS (in kt CO2) | 78046.1243 | 72528.1707 | 49454.7636 | 42281.6808 | 43177.7292 | 37893.0475 | 29445.9632 | 26583.2722 | 25499.9409 | 25191.8044 | 24917.7318 | -4.4599 | -1.3482 | -3.7554 | -1.4285 | -0.2307
Iron and steel | 20350.9102 | 20798.3257 | 15799.3226 | 10586.4176 | 13446.2318 | 11709.5762 | 7548.3322 | 6235.5306 | 5576.1001 | 5752.3475 | 6017.3685 | -2.4998 | -1.5997 | -5.6102 | -2.983 | 0.76451
Non ferrous metals | 1262.7344 | 1189.8221 | 1092.5535 | 1024.2804 | 975.9603 | 785.3212 | 548.3866 | 499.8873 | 480.7806 | 476.7364 | 480.8197 | -1.4372 | -1.1222 | -5.6014 | -1.3071 | 0.00081164
Chemicals | 9245.3783 | 6655.4242 | 4309.6633 | 4456.2469 | 3749.0167 | 2855.8274 | 2089.1172 | 1915.5272 | 1747.5712 | 1631.1433 | 1559.5441 | -7.3486 | -1.384 | -5.6798 | -1.7693 | -1.1319
Non metallic minerals | 20778.4559 | 23401.354 | 14445.1547 | 11475.1137 | 11890.2226 | 11440.931 | 9746.899 | 9463.1114 | 9344.9257 | 9225.6499 | 8998.5795 | -3.5703 | -1.9276 | -1.968 | -0.42027 | -0.37696
Paper and pulp | 4296.229 | 2699.3452 | 2539.9439 | 2701.1523 | 1989.1452 | 1588.3839 | 1411.058 | 1178.2153 | 1179.9741 | 1172.3323 | 1188.5332 | -5.1202 | -2.4147 | -3.3754 | -1.7726 | 0.072301
Food, drink and tobacco | 6384.9475 | 5587.2125 | 3730.8884 | 3658.8161 | 2910.3366 | 2218.3454 | 1501.8401 | 1126.3526 | 1072.5159 | 931.7866 | 812.7429 | -5.2312 | -2.4532 | -6.4017 | -3.3108 | -2.7354
Engineering | 7629.951 | 6973.328 | 5069.7417 | 4507.3853 | 4717.9206 | 4613.8068 | 4413.4318 | 4312.0465 | 4346.603 | 4473.0739 | 4646.0275 | -4.0055 | -0.71664 | -0.66494 | -0.15246 | 0.6684
Textiles | 4384.7745 | 3791.3431 | 1855.7655 | 2075.5749 | 1898.8466 | 1555.2175 | 1283.3058 | 971.4321 | 896.6488 | 672.0311 | 395.9435 | -8.2391 | 0.22976 | -3.8423 | -3.5218 | -7.8488
Other industries | 3712.7436 | 1432.0159 | 611.73 | 1796.6937 | 1600.0489 | 1125.6381 | 903.5926 | 881.1692 | 854.8215 | 856.7034 | 818.1728 | -16.5 | 10.0924 | -5.5539 | -0.55332 | -0.43723
Carbon intensity (in t CO2/toe) | 1.927 | 1.8197 | 1.6002 | 1.5127 | 1.4994 | 1.4004 | 1.2043 | 1.1265 | 1.0778 | 1.0604 | 1.0384 | -1.841 | -0.64835 | -2.1679 | -1.1039 | -0.37204
Iron and steel | 2.8613 | 2.7885 | 2.6623 | 2.2678 | 2.4887 | 2.3151 | 1.7896 | 1.5124 | 1.3811 | 1.4464 | 1.5446 | -0.71831 | -0.67207 | -3.2441 | -2.5572 | 1.1245
Non ferrous metals | 1.3083 | 1.2341 | 1.2954 | 1.3498 | 1.2851 | 1.1648 | 0.9805 | 0.90031 | 0.86651 | 0.86425 | 0.87143 | -0.09877 | -0.08021 | -2.6687 | -1.2283 | 0.056692
Chemicals | 1.5066 | 1.2269 | 1.016 | 1.0502 | 0.9179 | 0.77525 | 0.63961 | 0.6743 | 0.62789 | 0.60248 | 0.59904 | -3.863 | -1.0105 | -3.5478 | -0.18474 | -0.46922
Non metallic minerals | 2.5554 | 2.6315 | 2.4275 | 2.3701 | 2.2767 | 2.229 | 2.1461 | 2.1547 | 2.1577 | 2.1474 | 2.0872 | -0.51241 | -0.63899 | -0.58927 | 0.054106 | -0.33163
Paper and pulp | 1.4597 | 0.98646 | 1.0531 | 1.092 | 0.86999 | 0.73183 | 0.69109 | 0.62125 | 0.6168 | 0.62493 | 0.63152 | -3.2118 | -1.8923 | -2.2757 | -1.1308 | 0.236
Food, drink and tobacco | 1.7825 | 1.6223 | 1.3432 | 1.3189 | 1.0743 | 0.9121 | 0.70831 | 0.55351 | 0.5029 | 0.41713 | 0.33953 | -2.7899 | -2.2093 | -4.0797 | -3.3669 | -3.852
Engineering | 1.4722 | 1.3227 | 1.1539 | 1.1513 | 1.1498 | 1.131 | 1.0818 | 1.0406 | 1.0181 | 1.0084 | 1.001 | -2.4068 | -0.03616 | -0.60706 | -0.60545 | -0.16911
Textiles | 1.5949 | 1.5909 | 1.3847 | 1.5825 | 1.5323 | 1.4224 | 1.308 | 1.0981 | 1.0656 | 0.84753 | 0.55069 | -1.4031 | 1.0184 | -1.5703 | -2.0293 | -6.3878
Other industries | 1.0035 | 0.4363 | 0.2031 | 0.60589 | 0.53536 | 0.41164 | 0.34198 | 0.32315 | 0.30566 | 0.29687 | 0.27282 | -14.7646 | 10.1774 | -4.383 | -1.1165 | -1.1301
| 0 | 0 | 0 | 0 | 0 | 0 | 0 | 0 | 0 | 0 | 0 | 0 | 0 | 0 | 0 | 0
Source: PRIMES

## domestic
Italy:Reference scenario(REF2015f) | [15 empty] | RESIDENTIAL, SERVICES AND AGRICULTURE
| 2000 | 2005 | 2010 | 2015 | 2020 | 2025 | 2030 | 2035 | 2040 | 2045 | 2050 | '00-'10 | '10-'20 | '20-'30 | '30-'40 | '40-'50
Annual % Change
RESIDENTIAL SECTOR
Key indicators
Private Consumption (in Euro'13/capita) | 16438.1803 | 16780.5132 | 16668.8249 | 15742.5929 | 16666.674 | 17451.0001 | 18272.4776 | 19429.7473 | 20780.8979 | 22249.6606 | 24145.2345 | 0.13943 | -0.0012904 | 0.92409 | 1.2947 | 1.5118
Population (mio) | 56.9235 | 57.8748 | 59.1901 | 61.0477 | 62.0647 | 63.1183 | 64.2287 | 65.3333 | 66.2957 | 66.9175 | 67.0438 | 0.39123 | 0.47535 | 0.34332 | 0.31724 | 0.11228
Number of households (mio) | 21.8937 | 21.7892 | 24.0292 | 24.8075 | 25.4847 | 26.1306 | 26.8042 | 27.5502 | 28.2648 | 28.8372 | 29.247 | 0.93508 | 0.5898 | 0.5061 | 0.53199 | 0.34216
Households size (inhabitants/household) | 2.6 | 2.6561 | 2.4633 | 2.4609 | 2.4354 | 2.4155 | 2.3962 | 2.3714 | 2.3455 | 2.3205 | 2.2923 | -0.53881 | -0.11378 | -0.16195 | -0.21361 | -0.2291
Final Energy Demand (in ktoe) | 27656.3865 | 31313.1 | 31959.4 | 34858.8351 | 34760.2107 | 34425.1557 | 34223.636 | 33854.5206 | 33853.2269 | 33752.4284 | 33580.8801 | 1.4566 | 0.84361 | -0.15545 | -0.10876 | -0.080742
By end use
Heating and cooling (incl. cooking) | 25019.3091 | 27763.9331 | 27983.2641 | 30387.9046 | 30178.9403 | 29760.3703 | 29412.5505 | 28730.5105 | 28388.2731 | 27930.5331 | 27297.143 | 1.1259 | 0.75824 | -0.2569 | -0.35383 | -0.39117
Electric appliances and lighting | 2637.0774 | 3549.1669 | 3976.1359 | 4471.0335 | 4581.2704 | 4664.7854 | 4811.0855 | 5124.0101 | 5464.9538 | 5821.8954 | 6283.7371 | 4.1919 | 1.4267 | 0.49066 | 1.2825 | 1.4059
By fuel
Solids | 63.2 | 7 | 3.8 | 0 | 0.00082055 | 0.00043005 | 0.00022215 | 8.873e-05 | 6.5351e-05 | 5.1766e-05 | 4.1473e-05 | -24.507 | -57.0036 | -12.2485 | -11.5169 | -4.4455
Oil | 6006.6 | 5323.7 | 3325.4 | 2762.6598 | 2311.4556 | 2196.4949 | 2081.4476 | 1957.026 | 1771.4724 | 1643.2882 | 1501.489 | -5.7413 | -3.5718 | -1.0427 | -1.5996 | -1.6399
Gas | 14974.8 | 18745.8 | 18697.6 | 18487.2856 | 18362.8928 | 18268.7734 | 18265.6414 | 17852.1145 | 17583.4657 | 17266.6185 | 16707.9762 | 2.2451 | -0.18047 | -0.053087 | -0.3799 | -0.50943
Electricity | 5254.7 | 5757.5 | 5980.2 | 5954.3474 | 6246.8125 | 6492.2128 | 6870.5188 | 7387.7848 | 8000.3775 | 8677.3961 | 9523.8197 | 1.3017 | 0.43713 | 0.95623 | 1.5341 | 1.7584
Heat | 66.0865 | 158.9 | 415 | 855.5161 | 833.9772 | 797.4285 | 737.6525 | 702.5129 | 665.0098 | 635.3544 | 596.1652 | 20.1693 | 7.2286 | -1.2198 | -1.0314 | -1.0869
Other | 1291 | 1320.2 | 3537.4 | 6799.0262 | 7005.0718 | 6670.2457 | 6268.3755 | 5955.0824 | 5832.9014 | 5529.7712 | 5251.43 | 10.6053 | 7.0712 | -1.105 | -0.71744 | -1.0446
Energy intensity
Household income related (toe/MEuro'13) | 29.5563 | 32.2427 | 32.3925 | 36.2716 | 33.6038 | 31.2536 | 29.1608 | 26.6695 | 24.5726 | 22.6695 | 20.7445 | 0.92051 | 0.36781 | -1.4081 | -1.6974 | -1.6793
Population related (toe/capita) | 0.48585 | 0.54105 | 0.53994 | 0.57101 | 0.56006 | 0.54541 | 0.53284 | 0.51818 | 0.51064 | 0.50439 | 0.50088 | 1.0612 | 0.36652 | -0.49706 | -0.42466 | -0.1928
CO2 EMISSIONS (in kt CO2) | 53397.2899 | 59865.1237 | 53607.3159 | 51430.0224 | 49776.0285 | 49214.078 | 48866.0394 | 47533.2328 | 46340.934 | 45221.3046 | 43492.645 | 0.039263 | -0.73878 | -0.18434 | -0.52916 | -0.63233
Carbon intensity
Household income related (t CO2/MEuro'13) | 57.0655 | 61.6424 | 54.3338 | 53.5144 | 48.1201 | 44.6801 | 41.6371 | 37.4452 | 33.6369 | 30.3725 | 26.8674 | -0.48934 | -1.2071 | -1.4367 | -2.1111 | -2.222
Population related (t CO2 per capita) | 0.93805 | 1.0344 | 0.90568 | 0.84246 | 0.802 | 0.77971 | 0.76081 | 0.72755 | 0.699 | 0.67578 | 0.64872 | -0.35059 | -1.2084 | -0.52585 | -0.84373 | -0.74377
Fuel consumption related (t CO2 per toe) | 1.9307 | 1.9118 | 1.6774 | 1.4754 | 1.432 | 1.4296 | 1.4278 | 1.404 | 1.3689 | 1.3398 | 1.2952 | -1.397 | -1.5691 | -0.028936 | -0.42086 | -0.55203
SERVICES AND AGRICULTURE SECTOR
SECTORAL VALUE ADDED (in 000 MEuro'13) | 1022.7091 | 1087.3505 | 1100.8499 | 1079.7125 | 1160.5843 | 1239.4751 | 1321.6253 | 1431.439 | 1553.391 | 1677.8792 | 1824.0732 | 0.73899 | 0.52981 | 1.3079 | 1.6289 | 1.6193
Services | 993.7961 | 1059.1936 | 1073.3317 | 1054.1963 | 1134.0515 | 1212.2103 | 1293.8896 | 1403.094 | 1524.3398 | 1648.2948 | 1793.8293 | 0.77288 | 0.55181 | 1.3273 | 1.6526 | 1.6412
Market services | 603.4855 | 647.9955 | 667.155 | 649.5412 | 698.7923 | 754.0918 | 814.7314 | 891.6858 | 977.0616 | 1067.1728 | 1171.8424 | 1.0081 | 0.46439 | 1.5469 | 1.8335 | 1.8345
Non market services | 227.0826 | 247.3528 | 251.6133 | 247.1176 | 261.2342 | 270.0452 | 277.1489 | 291.886 | 309.1329 | 323.3814 | 340.373 | 1.0311 | 0.37595 | 0.59313 | 1.0982 | 0.96736
Trade | 163.2107 | 164.6546 | 154.5633 | 157.5375 | 174.025 | 188.0733 | 202.0094 | 219.5222 | 238.1453 | 257.7406 | 281.6138 | -0.5429 | 1.193 | 1.5023 | 1.6593 | 1.6907
Agriculture | 28.913 | 28.1569 | 27.5182 | 25.5162 | 26.5328 | 27.2648 | 27.7357 | 28.345 | 29.0512 | 29.5844 | 30.2439 | -0.49319 | -0.36402 | 0.44437 | 0.46449 | 0.40314
Final Energy Demand (in ktoe) | 14900.9755 | 18537.3 | 20182.4 | 19017.0349 | 19162.2862 | 18916.5208 | 18717.4048 | 18332.8943 | 19013.3533 | 19689.5716 | 19869.7482 | 3.0803 | -0.51733 | -0.23463 | 0.157 | 0.44154
By sector
Services | 11736.225 | 15215.7 | 17233.6 | 16253.6443 | 16345.7845 | 16109.3147 | 15949.1212 | 15550.1329 | 16214.2096 | 16872.8956 | 17022.9643 | 3.9166 | -0.52751 | -0.24536 | 0.16498 | 0.48794
Agriculture | 3164.7505 | 3321.6 | 2948.8 | 2763.3906 | 2816.5017 | 2807.2061 | 2768.2837 | 2782.7614 | 2799.1436 | 2816.6761 | 2846.7839 | -0.70427 | -0.45798 | -0.17253 | 0.11092 | 0.16891
By end use
Heating and cooling | 8842.8583 | 11130.3158 | 12440.2752 | 11362.0375 | 11420.9239 | 11112.3975 | 10657.834 | 10133.409 | 10028.7151 | 10136.1097 | 9902.5158 | 3.4722 | -0.85128 | -0.68913 | -0.60658 | -0.12656
Electric appliances and lighting | 3133.3682 | 4389.1322 | 5085.2918 | 5185.0382 | 5236.3566 | 5306.7841 | 5601.1844 | 5738.4213 | 6515.6597 | 7076.88 | 7473.4774 | 4.9616 | 0.29316 | 0.67579 | 1.5238 | 1.381
Agriculture specific uses | 2924.749 | 3017.852 | 2656.833 | 2470.1922 | 2505.0057 | 2497.3392 | 2458.3864 | 2461.0641 | 2468.9784 | 2476.582 | 2493.755 | -0.95614 | -0.58671 | -0.18768 | 0.043002 | 0.099901
By fuel
Solids | 0 | 0 | 0 | 0 | 0.0056131 | 0.0043649 | 0.0036042 | 0.0031924 | 0.0029728 | 0.0028389 | 0.0027901 | 0 | 0 | -4.3332 | -1.9077 | -0.63218
Oil | 3674.8 | 3824.5 | 3225.5 | 2826.0552 | 2674.6173 | 2500.9296 | 2376.1769 | 2274.0786 | 2225.367 | 2213.2962 | 2198.5202 | -1.2956 | -1.8554 | -1.1762 | -0.65357 | -0.1213
Gas | 5688.9 | 7603.2 | 8756 | 7442.6012 | 7409.2028 | 7221.9044 | 6556.5156 | 5165.8334 | 4787.2046 | 4849.6387 | 4742.9117 | 4.4066 | -1.6563 | -1.2152 | -3.0962 | -0.092911
Electricity | 5288.2 | 6813.3 | 7844.2 | 8282.0886 | 8601.146 | 8649.6823 | 9192.7564 | 10357.1009 | 11451.1531 | 12050.1051 | 12327.145 | 4.0217 | 0.92547 | 0.66742 | 2.2211 | 0.73986
Heat | 28.0755 | 71.2 | 174.5 | 213.2114 | 208.1187 | 209.214 | 197.594 | 158.7732 | 147.6388 | 148.6459 | 147.1628 | 20.0458 | 1.7775 | -0.5176 | -2.8724 | -0.032292
Other | 221 | 225.1 | 182.2 | 253.0786 | 269.1958 | 334.7861 | 394.3582 | 377.1051 | 401.9867 | 427.8829 | 454.0058 | -1.9121 | 3.9805 | 3.892 | 0.19178 | 1.2243
Energy intensity
Value added related (toe/MEuro'13) | 14.5701 | 17.0481 | 18.3335 | 17.6131 | 16.5109 | 15.2617 | 14.1624 | 12.8073 | 12.2399 | 11.7348 | 10.8931 | 2.3242 | -1.0416 | -1.5226 | -1.4483 | -1.159
Services | 11.8095 | 14.3654 | 16.0562 | 15.418 | 14.4136 | 13.2892 | 12.3265 | 11.0827 | 10.6369 | 10.2366 | 9.4897 | 3.1196 | -1.0734 | -1.5521 | -1.4634 | -1.1347
Agriculture | 109.4578 | 117.9676 | 107.158 | 108.2996 | 106.1518 | 102.961 | 99.8096 | 98.1749 | 96.352 | 95.2082 | 94.1276 | -0.21212 | -0.0943 | -0.61417 | -0.35194 | -0.2333
Population related (toe/capita) | 0.26177 | 0.3203 | 0.34098 | 0.31151 | 0.30875 | 0.2997 | 0.29142 | 0.28061 | 0.2868 | 0.29424 | 0.29637 | 2.6786 | -0.98798 | -0.57597 | -0.15973 | 0.3289
Services | 0.20618 | 0.26291 | 0.29116 | 0.26624 | 0.26337 | 0.25522 | 0.24832 | 0.23801 | 0.24457 | 0.25214 | 0.25391 | 3.5116 | -0.99812 | -0.58667 | -0.15178 | 0.37524
Agriculture | 0.055597 | 0.057393 | 0.049819 | 0.045266 | 0.04538 | 0.044475 | 0.0431 | 0.042593 | 0.042222 | 0.042092 | 0.042462 | -1.0912 | -0.92891 | -0.51409 | -0.20567 | 0.056567
CO2 EMISSIONS (in kt CO2) | 24375.6345 | 29348.2504 | 30242.4593 | 25985.1759 | 25494.0885 | 24560.299 | 22633.4903 | 19079.9969 | 18033.8468 | 18146.2192 | 17856.2997 | 2.1801 | -1.6935 | -1.1831 | -2.2462 | -0.098891
Services | 16259.0203 | 20900.4597 | 22921.0676 | 19288.0482 | 18670.8019 | 17826.2318 | 16072.8508 | 12516.9582 | 11467.3413 | 11571.8554 | 11249.7638 | 3.4937 | -2.0301 | -1.4871 | -3.3199 | -0.19138
Agriculture | 8116.6142 | 8447.7907 | 7321.3917 | 6697.1277 | 6823.2866 | 6734.0672 | 6560.6394 | 6563.0387 | 6566.5055 | 6574.3638 | 6606.5359 | -1.0258 | -0.70212 | -0.39176 | 0.0089376 | 0.060795
Carbon intensity
Value added related (t CO2/MEuro'13) | 23.8344 | 26.9906 | 27.4719 | 24.0668 | 21.9666 | 19.8151 | 17.1255 | 13.3292 | 11.6093 | 10.815 | 9.7892 | 1.4305 | -2.2116 | -2.4588 | -3.813 | -1.6908
Services | 16.3605 | 19.7324 | 21.3551 | 18.2964 | 16.4638 | 14.7056 | 12.4221 | 8.921 | 7.5228 | 7.0205 | 6.2714 | 2.7 | -2.5677 | -2.7776 | -4.8917 | -1.803
Agriculture | 280.7257 | 300.0258 | 266.056 | 262.4661 | 257.1645 | 246.988 | 236.5417 | 231.5417 | 226.032 | 222.2241 | 218.4421 | -0.53527 | -0.33933 | -0.83243 | -0.45345 | -0.34097
Population related (t CO2 per capita) | 0.42822 | 0.5071 | 0.51094 | 0.42565 | 0.41077 | 0.38912 | 0.35239 | 0.29204 | 0.27202 | 0.27117 | 0.26634 | 1.7819 | -2.1586 | -1.5212 | -2.5553 | -0.21093
Services | 0.28563 | 0.36113 | 0.38724 | 0.31595 | 0.30083 | 0.28243 | 0.25024 | 0.19159 | 0.17297 | 0.17293 | 0.1678 | 3.0904 | -2.4936 | -1.8242 | -3.6257 | -0.30331
Agriculture | 0.14259 | 0.14597 | 0.12369 | 0.1097 | 0.10994 | 0.10669 | 0.10214 | 0.10045 | 0.099049 | 0.098246 | 0.098541 | -1.4115 | -1.1719 | -0.73257 | -0.30733 | -0.051423
Fuel consumption related (t CO2 per toe) | 1.6358 | 1.5832 | 1.4985 | 1.3664 | 1.3304 | 1.2984 | 1.2092 | 1.0408 | 0.94848 | 0.92162 | 0.89867 | -0.87338 | -1.1823 | -0.95071 | -2.3994 | -0.53806
Services | 1.3854 | 1.3736 | 1.33 | 1.1867 | 1.1422 | 1.1066 | 1.0078 | 0.80494 | 0.70724 | 0.68583 | 0.66086 | -0.40689 | -1.5105 | -1.2448 | -3.4792 | -0.67602
Agriculture | 2.5647 | 2.5433 | 2.4828 | 2.4235 | 2.4226 | 2.3989 | 2.3699 | 2.3585 | 2.3459 | 2.3341 | 2.3207 | -0.32384 | -0.24526 | -0.21961 | -0.10187 | -0.10793
| 0 | 0 | 0 | 0 | 0 | 0 | 0 | 0 | 0 | 0 | 0 | 0 | 0 | 0 | 0 | 0
Source: PRIMES

## transport
Italy:Reference scenario(REF2015f) | [15 empty] | TRANSPORT SECTOR
| 2000 | 2005 | 2010 | 2015 | 2020 | 2025 | 2030 | 2035 | 2040 | 2045 | 2050 | '00-'10 | '10-'20 | '20-'30 | '30-'40 | '40-'50
Annual % Change
Transport activity
Passenger transport activity (Gpkm) | 942.9806 | 931.2507 | 952.0788 | 967.3769 | 1019.6943 | 1052.2795 | 1091.0027 | 1123.3813 | 1133.3187 | 1184.0813 | 1202.5325 | 0.096067 | 0.68846 | 0.67823 | 0.38126 | 0.59456
Public road transport | 93.421 | 100.954 | 102.219 | 104.8178 | 107.4411 | 109.4273 | 111.3481 | 114.5689 | 114.8048 | 119.7241 | 122.4451 | 0.90408 | 0.49949 | 0.35783 | 0.30619 | 0.64638
Private cars(1) | 713.931 | 677.014 | 698.39 | 703.1281 | 736.3886 | 753.512 | 778.411 | 793.208 | 790.4155 | 821.3535 | 824.1568 | -0.21984 | 0.53121 | 0.55651 | 0.15316 | 0.4189
Motorcycles | 41.98 | 49.521 | 41.48 | 43.3066 | 45.1269 | 46.9412 | 48.7712 | 52.1521 | 53.4725 | 59.3946 | 62.9853 | -0.11975 | 0.84624 | 0.77962 | 0.92454 | 1.6508
Rail | 55.1807 | 56.123 | 54.255 | 55.3443 | 62.2906 | 67.1339 | 71.7994 | 75.3319 | 79.0166 | 81.9644 | 85.4838 | -0.16904 | 1.3907 | 1.4308 | 0.96242 | 0.78979
Aviation(2) | 33.5131 | 42.6553 | 50.9038 | 55.9187 | 63.446 | 70.1377 | 75.4393 | 82.7476 | 90.0197 | 96.0209 | 101.6975 | 4.2686 | 2.227 | 1.7465 | 1.7827 | 1.2272
Inland navigation | 4.9548 | 4.9834 | 4.831 | 4.8614 | 5.0011 | 5.1274 | 5.2337 | 5.3728 | 5.5896 | 5.6238 | 5.764 | -0.25253 | 0.34658 | 0.45562 | 0.65996 | 0.30783
Freight transport activity (Gtkm) | 253.1533 | 302.5895 | 268.3571 | 271.0516 | 289.8299 | 306.2612 | 323.2299 | 337.151 | 346.8174 | 361.5719 | 370.5084 | 0.58494 | 0.77273 | 1.0967 | 0.70683 | 0.66296
Trucks(1) | 192.4096 | 225.506 | 201.5933 | 203.116 | 217.0999 | 229.7613 | 243.0474 | 253.3064 | 257.8404 | 271.6467 | 277.8408 | 0.46734 | 0.74381 | 1.1354 | 0.59259 | 0.74987
Rail | 22.817 | 22.761 | 18.616 | 20.0445 | 22.0425 | 23.5092 | 24.917 | 26.1861 | 28.1004 | 28.217 | 28.6917 | -2.0143 | 1.7039 | 1.2333 | 1.2096 | 0.20848
Inland navigation | 37.9267 | 54.3225 | 48.1479 | 47.8911 | 50.6874 | 52.9907 | 55.2655 | 57.6585 | 60.8767 | 61.7082 | 63.9759 | 2.4149 | 0.51534 | 0.86846 | 0.9717 | 0.49779
Detailed Results
Activity indicators
Travel per person (km per capita) | 16565.745 | 16090.7938 | 16085.0907 | 15846.2348 | 16429.5386 | 16671.5424 | 16986.2092 | 17194.6246 | 17094.9149 | 17694.6511 | 17936.5282 | -0.29401 | 0.21211 | 0.33377 | 0.063813 | 0.48174
Freight activity per unit of GDP (tkm/000 Euro'13) | 161.8426 | 184.2115 | 165.4451 | 173.2102 | 173.0328 | 172.4346 | 171.5198 | 166.0987 | 158.0888 | 153.1371 | 144.9266 | 0.22039 | 0.44943 | -0.087788 | -0.8121 | -0.86553
Final Energy Demand (in ktoe) | 42174.1 | 44376.6 | 41219.5311 | 39855.6182 | 39022.1636 | 38024.4195 | 37683.9872 | 37830.8398 | 37530.04 | 38303.1999 | 38300.0275 | -0.22868 | -0.54633 | -0.34834 | -0.040927 | 0.2033
By transport mean
Road transport | 36887.7 | 38797.2 | 35765.4297 | 34283.6172 | 33155.8793 | 31970.5974 | 31609.7743 | 31475.5271 | 30930.077 | 31666.7744 | 31669.6944 | -0.30849 | -0.75475 | -0.4764 | -0.21714 | 0.23659
Public road transport | 1060.8866 | 1230.9632 | 1244.6702 | 1277.7022 | 1310.3587 | 1306.7899 | 1296.739 | 1312.5523 | 1287.5673 | 1326.6233 | 1345.3326 | 1.6105 | 0.51563 | -0.10443 | -0.070955 | 0.43983
Motorcycles | 1271.4028 | 1522.6283 | 1148.7123 | 1182.8932 | 1194.2436 | 1196.1254 | 1231.7315 | 1292.9394 | 1305.7323 | 1425.949 | 1490.5409 | -1.0097 | 0.38947 | 0.30956 | 0.58514 | 1.3326
Private cars | 26611.0499 | 25981.9272 | 24686.2072 | 23564.2157 | 22215.243 | 20918.1424 | 20385.7669 | 19987.7253 | 19431.8643 | 19695.2356 | 19506.9492 | -0.74801 | -1.0491 | -0.85573 | -0.47808 | 0.038573
Trucks | 7944.3607 | 10061.6812 | 8685.84 | 8258.8061 | 8436.0339 | 8549.5397 | 8695.5369 | 8882.31 | 8904.9131 | 9218.9665 | 9326.8717 | 0.89631 | -0.29139 | 0.30344 | 0.23822 | 0.46404
Rail | 526.2 | 492.3 | 463.3001 | 487.0196 | 520.2268 | 549.3469 | 565.3341 | 576.067 | 584.4604 | 573.5803 | 566.3447 | -1.265 | 1.1656 | 0.83499 | 0.33328 | -0.31437
Aviation | 3490.9 | 3700.4 | 3862.7 | 4073.4075 | 4282.9841 | 4405.9346 | 4380.8436 | 4620.7489 | 4812.8181 | 4864.7629 | 4845.378 | 1.0172 | 1.0382 | 0.22617 | 0.94485 | 0.067447
Inland navigation | 1269.3 | 1386.7 | 1128.1013 | 1011.5739 | 1063.0735 | 1098.5406 | 1128.0351 | 1158.4969 | 1202.6845 | 1198.0823 | 1218.6103 | -1.1724 | -0.59196 | 0.59489 | 0.64285 | 0.13164
By transport activity
Passenger transport | 33399.304 | 32864.5398 | 31375.0404 | 30531.3053 | 29455.9065 | 28302.3433 | 27780.5229 | 27706.9301 | 27334.975 | 27807.1558 | 27685.49 | -0.62327 | -0.62919 | -0.58388 | -0.16155 | 0.1275
Freight transport | 8774.796 | 11512.0602 | 9844.4908 | 9324.3129 | 9566.2571 | 9722.0762 | 9903.4643 | 10123.9097 | 10195.065 | 10496.0441 | 10614.5375 | 1.1569 | -0.28629 | 0.34703 | 0.29061 | 0.40402
By fuel
Solids | 0 | 0 | 0 | 0 | 0 | 0 | 0 | 0 | 0 | 0 | 0 | 0 | 0 | 0 | 0 | 0
Oil | 41460.5 | 43603.5 | 40121.3535 | 38489.4091 | 36660.5392 | 34319.9056 | 32603.1011 | 31566.2588 | 30352.4698 | 30155.2825 | 29482.0955 | -0.32779 | -0.89802 | -1.1661 | -0.71274 | -0.29052
Liquified petroleum gas | 1562.3 | 1130.6 | 1333.8 | 1793.0926 | 2253.4928 | 2494.4081 | 2525.1061 | 2531.9197 | 2588.9908 | 2710.1805 | 2771.9561 | -1.5688 | 5.3845 | 1.1445 | 0.25016 | 0.68519
Gasoline | 17562 | 14189.5 | 10418 | 8872.6855 | 7043.5256 | 6286.7722 | 5920.718 | 5844.3872 | 5742.6169 | 5948.2269 | 5876.7816 | -5.088 | -3.8386 | -1.7215 | -0.30496 | 0.23121
of which biofuels | 0 | 0 | 119.9887 | 232.7415 | 360.111 | 324.2597 | 312.3418 | 312.9062 | 306.3248 | 318.6322 | 313.4397 | 0 | 11.6168 | -1.4131 | -0.19433 | 0.22987
Diesel oil | 18415.4 | 23969.6 | 24000.4535 | 23364.6579 | 22735.9662 | 20825.2302 | 19503.436 | 18325.5294 | 16985.0122 | 16430.9875 | 15798.0383 | 2.6842 | -0.53978 | -1.5219 | -1.3731 | -0.72184
of which biofuels | 0 | 176.7 | 1297.3536 | 1357.8727 | 1810.7134 | 1673.3064 | 1601.0459 | 1525.1905 | 1405.6982 | 1363.5654 | 1302.6031 | 0 | 3.3901 | -1.2231 | -1.2928 | -0.7588
Kerosene | 3490.9 | 3700.4 | 3862.7 | 4073.4075 | 4282.9841 | 4405.9346 | 4380.8436 | 4620.7489 | 4812.8181 | 4864.7629 | 4845.378 | 1.0172 | 1.0382 | 0.22617 | 0.94485 | 0.067447
of which biofuels | 0 | 0 | 0 | 0 | 0 | 0 | 0 | 11.6552 | 27.7329 | 79.011 | 91.7936 | 0 | 0 | 0 | 0 | 12.715
Residual fuel oil | 429.9 | 613.4 | 506.4 | 385.5656 | 344.5705 | 307.5604 | 272.9974 | 243.6736 | 223.0317 | 201.1247 | 189.9415 | 1.6512 | -3.7771 | -2.3015 | -2.0012 | -1.5931
of which of biomass origin | 0 | 0 | 0 | 0 | 27.4407 | 24.7108 | 22.4074 | 20.2772 | 18.4547 | 16.6874 | 15.6579 | 0 | 0 | -2.006 | -1.922 | -1.63
Other liquids | 0 | 0 | 0 | 0 | 0 | 0 | 0 | 0 | 0 | 0 | 0 | 0 | 0 | 0 | 0 | 0
Gas | 326.8 | 379.5 | 695.3008 | 930.7801 | 1853.1711 | 3127.7234 | 4389.3137 | 5429.6556 | 6178.1462 | 7016.3896 | 7599.306 | 7.8423 | 10.2997 | 9.0054 | 3.4776 | 2.092
of which biogas | 0 | 0 | 0.00076038 | 2.2469 | 22.9698 | 52.9138 | 75.8196 | 109.5994 | 147.4986 | 184.068 | 223.1631 | 0 | 180.5514 | 12.684 | 6.881 | 4.2278
Methanol & ethanol | 0 | 0 | 3.6769 | 6.3537 | 17.2302 | 25.9479 | 33.0699 | 35.8131 | 36.8425 | 38.7976 | 37.4669 | 0 | 16.7028 | 6.7368 | 1.0861 | 0.16818
Liquified hydrogen | 0 | 0 | 0 | 0.03423 | 0.18324 | 1.6055 | 10.5167 | 27.4149 | 73.9894 | 125.6868 | 173.7559 | 0 | 0 | 49.929 | 21.5427 | 8.9123
Electricity | 386.8 | 393.6 | 399.2 | 429.0411 | 491.0398 | 549.2372 | 647.9857 | 771.6974 | 888.5922 | 967.0435 | 1007.4031 | 0.31605 | 2.0922 | 2.8123 | 3.2081 | 1.2628
Electricity in road transport (%) | 0 | 0 | 0 | 0.0018109 | 0.098341 | 0.20391 | 0.47175 | 0.83434 | 1.2002 | 1.4438 | 1.5832 | 0 | 0 | 16.9762 | 9.7879 | 2.8081
Biofuels in total fuels (excl.hydrogen and electricity) (%) | 0 | 0.40175 | 3.4812 | 4.0562 | 5.8095 | 5.607 | 5.5224 | 5.4425 | 5.3122 | 5.3769 | 5.3453 | 0 | 5.2548 | -0.50563 | -0.38718 | 0.062104
Vehicles efficiency
Passenger transport activity (toe/Mpkm) | 33.4661 | 32.8224 | 30.2055 | 28.7339 | 26.0849 | 24.086 | 22.6532 | 21.7718 | 21.1399 | 20.4926 | 19.9469 | -1.0198 | -1.456 | -1.4006 | -0.68901 | -0.57923
Road transport | 34.0778 | 34.7262 | 32.1576 | 30.5724 | 27.8077 | 25.7408 | 24.415 | 23.5363 | 22.9742 | 22.4372 | 22.1307 | -0.57828 | -1.4429 | -1.2927 | -0.60644 | -0.37337
Public road transport | 11.356 | 12.1933 | 12.1765 | 12.1897 | 12.1961 | 11.9421 | 11.6458 | 11.4564 | 11.2153 | 11.0807 | 10.9872 | 0.70008 | 0.016054 | -0.46061 | -0.37599 | -0.20522
Private cars | 37.274 | 38.3772 | 35.3473 | 33.5134 | 30.1678 | 27.7609 | 26.1889 | 25.1986 | 24.5844 | 23.979 | 23.669 | -0.52933 | -1.572 | -1.4044 | -0.63027 | -0.37874
Motorcycles | 30.2859 | 30.7471 | 27.6932 | 27.3144 | 26.4641 | 25.4814 | 25.2553 | 24.7917 | 24.4187 | 24.0081 | 23.6649 | -0.89098 | -0.45294 | -0.46643 | -0.33629 | -0.31309
Rail | 4.374 | 4.1354 | 4.7954 | 5.0016 | 4.7001 | 4.6487 | 4.4585 | 4.3112 | 4.0972 | 3.9313 | 3.7757 | 0.92404 | -0.20052 | -0.52639 | -0.84139 | -0.8139
Aviation(3) | 39.4286 | 32.8371 | 28.0835 | 26.9594 | 24.7593 | 22.8391 | 20.7846 | 19.9195 | 19.2705 | 18.093 | 16.8754 | -3.3362 | -1.2519 | -1.7347 | -0.75351 | -1.3184
Inland navigation | 146.0624 | 39.4368 | 35.7222 | 32.1468 | 32.0536 | 31.8416 | 31.5885 | 31.304 | 30.994 | 30.6476 | 30.2786 | -13.136 | -1.0778 | -0.14607 | -0.18981 | -0.23327
Freight transport activity (toe/Mtkm) | 34.662 | 38.0451 | 36.6843 | 34.4005 | 33.0065 | 31.7444 | 30.6391 | 30.0278 | 29.3961 | 29.0289 | 28.6486 | 0.56866 | -1.0509 | -0.74151 | -0.4133 | -0.25724
Trucks | 41.2888 | 44.6182 | 43.086 | 40.6605 | 38.8578 | 37.2105 | 35.7771 | 35.0655 | 34.5365 | 33.9373 | 33.5691 | 0.42697 | -1.0276 | -0.82261 | -0.35229 | -0.28371
Rail | 12.4836 | 11.4322 | 10.9113 | 10.4871 | 10.3189 | 10.0922 | 9.8414 | 9.5964 | 9.2778 | 8.9077 | 8.4896 | -1.3372 | -0.55672 | -0.47265 | -0.58795 | -0.8839
Inland navigation | 14.3856 | 21.9093 | 19.8457 | 17.8592 | 17.8105 | 17.6498 | 17.4197 | 17.1754 | 16.9103 | 16.6222 | 16.32 | 3.2699 | -1.0761 | -0.22162 | -0.29637 | -0.35469
Energy intensity
Income related (toe/MEuro'13) | 26.9622 | 27.0158 | 25.4123 | 25.469 | 23.2968 | 21.4089 | 19.9968 | 18.6375 | 17.1072 | 16.2226 | 14.9813 | -0.59027 | -0.8654 | -1.5159 | -1.5486 | -1.3182
Passenger transport (household income related) | 35.6937 | 33.8402 | 31.8002 | 31.7687 | 28.476 | 25.6949 | 23.6708 | 21.8266 | 19.8413 | 18.6764 | 17.1026 | -1.1484 | -1.098 | -1.8312 | -1.7493 | -1.4744
Freight transport (GDP related) | 5.6098 | 7.0084 | 6.0692 | 5.9585 | 5.7112 | 5.4738 | 5.2552 | 4.9876 | 4.6472 | 4.4454 | 4.1519 | 0.79031 | -0.60619 | -0.82864 | -1.222 | -1.1205
Population related (toe/capita) | 0.74089 | 0.76677 | 0.69639 | 0.65286 | 0.62873 | 0.60243 | 0.58672 | 0.57904 | 0.5661 | 0.57239 | 0.57127 | -0.61749 | -1.0168 | -0.68929 | -0.35704 | 0.090918
Passenger transport | 0.58674 | 0.56786 | 0.53007 | 0.50012 | 0.4746 | 0.4484 | 0.43252 | 0.42409 | 0.41232 | 0.41554 | 0.41295 | -1.0105 | -1.0993 | -0.92403 | -0.47728 | 0.015203
Freight transport | 0.15415 | 0.19891 | 0.16632 | 0.15274 | 0.15413 | 0.15403 | 0.15419 | 0.15496 | 0.15378 | 0.15685 | 0.15832 | 0.76272 | -0.75803 | 0.0036924 | -0.026543 | 0.29142
CO2 EMISSIONS (in kt CO2) | 123722.3017 | 131807.004 | 118577.0253 | 113618.6983 | 108344.8431 | 104583.3148 | 102499.629 | 101843.9551 | 100073.3409 | 101187.7123 | 100533.7538 | -0.42387 | -0.89838 | -0.55306 | -0.23927 | 0.045913
Road transport | 109377.8143 | 115996.5564 | 103201.8622 | 98128.1781 | 92218.6295 | 87985.3952 | 85903.0438 | 84483.4946 | 82061.3497 | 83201.9985 | 82597.9381 | -0.57953 | -1.1189 | -0.70692 | -0.45648 | 0.065197
Rail | 431.8861 | 305.7902 | 198.5932 | 171.0004 | 176.1986 | 186.0593 | 189.0208 | 190.2472 | 190.655 | 181.1118 | 171.4937 | -7.4749 | -1.1893 | 0.70493 | 0.086124 | -1.0536
Aviation | 10493.8924 | 11123.6642 | 11611.5495 | 12244.951 | 12874.9532 | 13244.551 | 13169.1259 | 13855.2616 | 14384.3046 | 14386.3087 | 14289.6111 | 1.0172 | 1.0382 | 0.22617 | 0.88653 | -0.066027
Inland navigation | 3418.7089 | 4380.9931 | 3565.0204 | 3074.5688 | 3075.0619 | 3167.3093 | 3238.4385 | 3314.9517 | 3437.0315 | 3418.2933 | 3474.7109 | 0.41995 | -1.4676 | 0.519 | 0.59694 | 0.10909
Carbon intensity (in t CO2/toe) | 2.9336 | 2.9702 | 2.8767 | 2.8508 | 2.7765 | 2.7504 | 2.72 | 2.6921 | 2.6665 | 2.6418 | 2.6249 | -0.19564 | -0.35398 | -0.20544 | -0.19843 | -0.15706
Road transport | 2.9652 | 2.9898 | 2.8855 | 2.8622 | 2.7814 | 2.7521 | 2.7176 | 2.6841 | 2.6531 | 2.6274 | 2.6081 | -0.27188 | -0.36696 | -0.23162 | -0.23986 | -0.17099
Rail | 0.82076 | 0.62115 | 0.42865 | 0.35112 | 0.3387 | 0.33869 | 0.33435 | 0.33025 | 0.32621 | 0.31576 | 0.30281 | -6.2895 | -2.3278 | -0.12898 | -0.24633 | -0.74157
Aviation | 3.0061 | 3.0061 | 3.0061 | 3.0061 | 3.0061 | 3.0061 | 3.0061 | 2.9985 | 2.9887 | 2.9572 | 2.9491 | 1.2119e-09 | 0 | 0 | -0.057773 | -0.13338
Inland navigation | 2.6934 | 3.1593 | 3.1602 | 3.0394 | 2.8926 | 2.8832 | 2.8709 | 2.8614 | 2.8578 | 2.8531 | 2.8514 | 1.6112 | -0.88083 | -0.07544 | -0.045609 | -0.022516
Final Energy Demand in other sectors classified in transport (in ktoe)(4),(5) | 345.3 | 459.2 | 517.9 | 701.8239 | 743.0579 | 764.1433 | 781.6717 | 802.9834 | 828.3383 | 841.756 | 859.2031 | 4.137 | 3.6759 | 0.50789 | 0.58155 | 0.36651
Oil | 1.3415e-11 | 0 | 1.3642e-12 | 0 | 0 | 0 | 0 | 0 | 0 | 7.276e-12 | 0 | -20.4336 | -100 | 0 | 0 | 0
Gas | 0 | 0 | 0 | 179.0769 | 176.7354 | 170.1446 | 163.5367 | 157.6686 | 159.5258 | 151.4614 | 147.3703 | 0 | 0 | -0.77316 | -0.24801 | -0.78944
Electricity | 345.3 | 459.2 | 517.9 | 522.7469 | 566.3225 | 593.9987 | 618.135 | 645.3148 | 668.8125 | 690.2946 | 711.8329 | 4.137 | 0.89782 | 0.87927 | 0.79108 | 0.62534
CO2 EMISSIONS in other sectors classified in transport (in kt CO2)(4),(5) | 4.1562e-11 | 0 | 4.2267e-12 | 420.6077 | 415.108 | 399.628 | 384.1076 | 370.3248 | 374.687 | 355.7456 | 346.1366 | -20.4336 | 2407.3579 | -0.77316 | -0.24801 | -0.78944
(1) Including light commercial vehicles.
(2) Domestic and international intra-EU aviation activity.
(3) Calculated based on aviation activity covering domestic, international intra-EU and international extra-EU to ensure higher consistency with bunker fuels.
(4) As in EUROSTAT balances , fuel consumption of airport utility vehicles, port cranes and pipeline transport are classified in final demand of transport.
(5) Fuel consumption other than electricity of airport utility vehicles, port cranes are classified in PRIMES model in final demand of road transport.
Source: PRIMES

## transport_detail
Italy:Reference scenario(REF2015f) | [15 empty] | TRANSPORT SECTOR
| 2005 | 2010 | 2015 | 2020 | 2025 | 2030 | 2035 | 2040 | 2045 | 2050 | '95-'00 | '00-'10 | '10-'20 | '20-'30 | '30-'40 | '40-'50
Annual % Change
Transport activity - details
Passenger rail (Gpkm) | 56.123 | 54.255 | 55.3443 | 62.2906 | 67.1339 | 71.7994 | 75.3319 | 79.0166 | 81.9644 | 85.4838 | 0 | 0 | 1.3907 | 1.4308 | 0.96242 | 0.78979
Conventional rail | 41.538 | 35.5658 | 34.7493 | 41.4087 | 44.4177 | 46.4763 | 48.4061 | 49.6916 | 51.1793 | 52.7506 | 0 | 0 | 1.5327 | 1.1612 | 0.67118 | 0.59918
High speed rail | 8.55 | 11.6062 | 13.3129 | 13.3902 | 14.9233 | 17.2398 | 18.6587 | 21.2902 | 22.2394 | 24.0134 | 0 | 0 | 1.4401 | 2.5592 | 2.1327 | 1.2109
Tram and metro | 6.035 | 7.083 | 7.2821 | 7.4917 | 7.7929 | 8.0833 | 8.2672 | 8.0348 | 8.5457 | 8.7198 | 0 | 0 | 0.56252 | 0.763 | -0.060138 | 0.82149
International extra-EU aviation | 70.0344 | 86.6395 | 95.1756 | 109.5385 | 122.774 | 135.3345 | 149.2237 | 159.7309 | 172.855 | 185.4294 | 0 | 0 | 2.3729 | 2.1373 | 1.6712 | 1.503
Road freight (Gtkm) | 225.506 | 201.5933 | 203.116 | 217.0999 | 229.7613 | 243.0474 | 253.3064 | 257.8404 | 271.6467 | 277.8408 | 0 | 0 | 0.74381 | 1.1354 | 0.59259 | 0.74987
of which international road freight transit | 1.2448 | 1.9696 | 2.4834 | 2.7116 | 2.8283 | 3.0251 | 3.1564 | 3.1927 | 3.3661 | 3.4309 | 0 | 0 | 3.2485 | 1.1001 | 0.54063 | 0.7222
Maritime freight (Gtkm) | 1485.907 | 1284.6752 | 1515.1118 | 1561.9439 | 1640.2428 | 1742.0385 | 1823.1201 | 1920.6572 | 2010.0124 | 2121.6201 | 0 | 0 | 1.9735 | 1.0972 | 0.98089 | 1.0001
Inland navigation | 54.3225 | 48.1479 | 47.8911 | 50.6874 | 52.9907 | 55.2655 | 57.6585 | 60.8767 | 61.7082 | 63.9759 | 0 | 0 | 0.51534 | 0.86846 | 0.9717 | 0.49779
International maritime (bunkers) | 1431.5845 | 1236.5274 | 1467.2207 | 1511.2564 | 1587.2521 | 1686.7729 | 1765.4616 | 1859.7805 | 1948.3042 | 2057.6442 | 0 | 0 | 2.0266 | 1.1048 | 0.9812 | 1.0162
Marine bunkers
Bunker fuels (ktoe) | 2241.5 | 2974.6 | 3479.3366 | 3571.7046 | 3708.9123 | 3833.5885 | 3827.288 | 3852.7814 | 3906.5977 | 4028.7548 | 0 | 0 | 1.8462 | 0.71009 | 0.049953 | 0.44762
CO2 emissions (kt CO2) | 7226.1637 | 9586.1231 | 11202.2335 | 11429.6593 | 11820.9591 | 12182.8808 | 12083.3543 | 12101.9463 | 12254.113 | 12607.2734 | 0 | 0 | 1.7745 | 0.64024 | -0.066632 | 0.40991
| 0 | 0 | 0 | 0 | 0 | 0 | 0 | 0 | 0 | 0 | 0 | 0 | 0 | 0 | 0 | 0
Total stock per category and per fuel (in thousand vehicles) | 38547.835 | 40992.686 | 42375.5022 | 42326.3264 | 42846.468 | 43897.9606 | 45140.0693 | 45181.0901 | 46661.5729 | 47188.3643 | 0 | 0 | 0.32067 | 0.36525 | 0.28852 | 0.43563
Light duty vehicles (passenger cars, vans) | 37620.9868 | 40100.5183 | 41422.5044 | 41265.2487 | 41758.4716 | 42794.4106 | 43975.8301 | 43982.7758 | 45410.94 | 45917.7102 | 0 | 0 | 0.28672 | 0.36453 | 0.27428 | 0.43146
Diesel Conventional | 12402.4134 | 17437.6405 | 19136.4507 | 20209.7238 | 18694.1404 | 17733.9978 | 16720.9658 | 14487.6461 | 12911.007 | 11685.1345 | 0 | 0 | 1.4863 | -1.2983 | -2.0016 | -2.1268
Diesel Hybrid | 0 | 3.669 | 21.8325 | 477.4966 | 1370.8015 | 2370.5247 | 3328.0085 | 4497.0666 | 5815.152 | 6953.5756 | 0 | 0 | 62.7204 | 17.3782 | 6.6126 | 4.4547
Diesel plug-in hybrid | 0 | 0 | 2.1974 | 159.1521 | 331.6561 | 695.601 | 1197.2338 | 1636.4718 | 2012.571 | 2178.4571 | 0 | 0 | 0 | 15.8924 | 8.9318 | 2.9021
Gasoline Conventional | 23612.1687 | 20721.7328 | 19494.1359 | 15450.1704 | 13765.7279 | 12122.6839 | 10787.6921 | 9142.4179 | 7787.5118 | 6685.0823 | 0 | 0 | -2.893 | -2.3962 | -2.7821 | -3.082
Gasoline Hybrid | 1.6757 | 3.5184 | 43.7631 | 516.9242 | 1367.6222 | 2195.4568 | 3255.4853 | 4655.2116 | 6259.0205 | 7130.6773 | 0 | 0 | 64.7056 | 15.5606 | 7.8056 | 4.3564
Gasoline plug-in hybrid | 0 | 0 | 1.1922 | 148.0637 | 308.988 | 555.3927 | 804.8692 | 959.287 | 1049.8535 | 1033.0563 | 0 | 0 | 0 | 14.134 | 5.6172 | 0.74362
LPG | 989.8335 | 1182.1561 | 1637.8757 | 2214.0361 | 2652.7176 | 2786.6695 | 2802.1218 | 2857.4204 | 2989.4809 | 3062.1479 | 0 | 0 | 6.4758 | 2.327 | 0.25104 | 0.69437
CNG | 614.8956 | 748.1819 | 1074.1171 | 2023.4771 | 3121.8625 | 3946.2765 | 4248.6681 | 4283.9266 | 4416.3296 | 4467.6601 | 0 | 0 | 10.461 | 6.9077 | 0.82435 | 0.42083
Electric | 0 | 0 | 1.0653 | 35.5175 | 88.7978 | 284.7481 | 659.2027 | 1118.2901 | 1600.5149 | 1922.8681 | 0 | 0 | 0 | 23.1408 | 14.6593 | 5.5698
Other | 0 | 3.6196 | 9.8744 | 30.6873 | 56.1578 | 103.0594 | 171.5828 | 345.0378 | 569.4988 | 799.051 | 0 | 0 | 23.8312 | 12.8789 | 12.8439 | 8.7604
Heavy duty vehicles (heavy goods vehicles, buses and coaches) | 926.8482 | 892.1677 | 952.9978 | 1061.0776 | 1087.9964 | 1103.5501 | 1164.2392 | 1198.3143 | 1250.633 | 1270.6541 | 0 | 0 | 1.749 | 0.39324 | 0.82724 | 0.58788
Diesel Conventional | 925.2481 | 890.8933 | 949.5201 | 1044.7198 | 1001.6065 | 894.9679 | 807.1395 | 704.2076 | 622.6554 | 544.93 | 0 | 0 | 1.6055 | -1.5353 | -2.3686 | -2.5316
Diesel Hybrid | 0 | 0.42585 | 1.274 | 7.5493 | 23.0998 | 52.4889 | 78.6482 | 104.6718 | 137.6027 | 156.0271 | 0 | 0 | 33.3107 | 21.3992 | 7.1461 | 4.0728
LPG | 0.24964 | 0.21576 | 0.18763 | 0.10955 | 0.19152 | 0.4002 | 0.6114 | 0.83201 | 1.1596 | 1.3782 | 0 | 0 | -6.5528 | 13.8322 | 7.5931 | 5.1763
LNG | 1.3504 | 0.63283 | 2.0161 | 8.6983 | 63.0797 | 155.6231 | 277.7196 | 388.445 | 489.0095 | 568.0927 | 0 | 0 | 29.9615 | 33.4333 | 9.5785 | 3.8745
Electric | 0 | 0 | 6.7294e-06 | 0.00060154 | 0.018061 | 0.067562 | 0.11685 | 0.15208 | 0.19581 | 0.21251 | 0 | 0 | 0 | 60.3408 | 8.452 | 3.4022
Other | 0 | 0 | 4.3728e-06 | 9.4238e-05 | 0.00077705 | 0.002349 | 0.0036714 | 0.0057326 | 0.0099876 | 0.013555 | 0 | 0 | 0 | 37.9322 | 9.332 | 8.9868
Passenger car specific CO2 emissions (gCO2/km) | 193.1015 | 171.0427 | 160.5377 | 139.3104 | 126.1639 | 117.6161 | 111.5423 | 106.7003 | 103.3348 | 101.2311 | 0 | 0 | -2.0312 | -1.6785 | -0.96929 | -0.5248
Source: PRIMES

## power generation
Italy:Reference scenario(REF2015f) | [15 empty] | POWER GENERATION SECTOR (1,2)
| 2000 | 2005 | 2010 | 2015 | 2020 | 2025 | 2030 | 2035 | 2040 | 2045 | 2050 | '00-'10 | '10-'20 | '20-'30 | '30-'40 | '40-'50
Annual % Change
Electricity consumption (in GWh) | 314232.5581 | 345932.5581 | 342870.9302 | 334944.9156 | 346500.8183 | 345924.9833 | 353898.7604 | 377508.163 | 400644.2288 | 419718.6538 | 437348.0698 | 0.87602 | 0.10537 | 0.21148 | 1.2484 | 0.88041
Final energy demand | 272924.4186 | 300824.4186 | 299258.1395 | 294045.6983 | 304232.0575 | 306249.4706 | 313689.6477 | 335728.3543 | 359135.8824 | 377469.4923 | 394811.7609 | 0.92537 | 0.16498 | 0.3066 | 1.3622 | 0.95158
Industry (incl.electricity for process CCS) | 141819.7674 | 144736.0465 | 127845.3488 | 117438.4426 | 119286.4664 | 116887.4826 | 112185.0441 | 112915.5884 | 114845.9379 | 117180.6638 | 120739.6603 | -1.032 | -0.69054 | -0.6119 | 0.23469 | 0.50171
Households | 61101.1628 | 66947.6744 | 69537.2093 | 69236.5976 | 72637.3551 | 75490.8461 | 79889.7532 | 85904.4742 | 93027.6451 | 100899.9542 | 110742.0893 | 1.3017 | 0.43713 | 0.95623 | 1.5341 | 1.7584
Tertiary | 61490.6977 | 79224.4186 | 91211.6279 | 96303.3558 | 100013.325 | 100577.7015 | 106892.5168 | 120431.4057 | 133152.943 | 140117.5009 | 143338.895 | 4.0217 | 0.92547 | 0.66742 | 2.2211 | 0.73986
Transport | 8512.7907 | 9916.2791 | 10663.9535 | 11067.3022 | 12294.911 | 13293.4405 | 14722.3335 | 16476.886 | 18109.3565 | 19271.3734 | 19991.1163 | 2.2786 | 1.4333 | 1.8181 | 2.0922 | 0.9935
Energy branch | 22106.9767 | 24482.5581 | 23044.186 | 19583.5243 | 20731.3693 | 18414.0716 | 18555.9463 | 18848.5266 | 17339.233 | 17376.045 | 17186.849 | 0.41607 | -1.0521 | -1.1025 | -0.67589 | -0.088233
Own consumption & pumping | 15762.7907 | 15520.9302 | 12476.7442 | 12739.5366 | 13998.0152 | 11779.2329 | 11837.3786 | 12037.1944 | 9939.9491 | 9331.8956 | 8538.6432 | -2.3107 | 1.1571 | -1.6626 | -1.7318 | -1.5081
Refineries & other uses | 6344.186 | 8961.6279 | 10567.4419 | 6843.9877 | 6733.3541 | 6634.8387 | 6718.5677 | 6811.3321 | 7399.2839 | 8044.1494 | 8648.2058 | 5.2348 | -4.407 | -0.021982 | 0.96975 | 1.5719
Transmission and distribution losses | 19200 | 20622.093 | 20566.2791 | 21315.693 | 21537.3914 | 21261.4411 | 21653.1664 | 22931.2821 | 24169.1133 | 24873.1165 | 25349.4599 | 0.68979 | 0.46244 | 0.053626 | 1.1053 | 0.47796
Electricity supply (in GWh) | 314232.5581 | 345932.5581 | 342870.9302 | 334944.9156 | 346500.8183 | 345924.9833 | 353898.7604 | 377508.163 | 400644.2288 | 419718.6538 | 437348.0698 | 0.87602 | 0.10537 | 0.21148 | 1.2484 | 0.88041
Net imports | 44339.5349 | 49145.3488 | 44152.3256 | 45972.5204 | 29977.4022 | 32140.6876 | 30749.8879 | 25893.785 | 21880.8863 | 19731.0782 | 19495.5387 | -0.042302 | -3.798 | 0.25475 | -3.3455 | -1.1476
Nuclear power plants production | 0 | 0 | 0 | 0 | 0 | 0 | 0 | 0 | 0 | 0 | 0 | 0 | 0 | 0 | 0 | 0
Generation from hydro, wind, solar, tidal etc. | 44772.093 | 38434.8837 | 62136.0465 | 86160.4047 | 87746.7011 | 106054.658 | 116508.0399 | 121782.3491 | 132285.5131 | 173800.9399 | 203850.2955 | 3.3317 | 3.5115 | 2.8756 | 1.2781 | 4.4191
Thermal power plants production (incl. biomass/waste) | 225120.9302 | 258352.3256 | 236582.5581 | 202811.9906 | 228776.715 | 207729.6378 | 206640.8326 | 229832.0288 | 246477.8294 | 226186.6356 | 214002.2356 | 0.49783 | -0.33495 | -1.0125 | 1.7785 | -1.4029
of which in CHP power plants | 23798.2724 | 28756.1906 | 36232.8251 | 44235.484 | 49014.8696 | 36161.525 | 35946.4985 | 34338.1018 | 34691.9837 | 28726.2812 | 28908.9966 | 4.2931 | 3.0677 | -3.0533 | -0.3546 | -1.807
Distributed Steam/Heat consumption (in GWh) | 22637.9018 | 53618.6047 | 57029.0698 | 61051.3275 | 63004.6214 | 63161.9974 | 62821.7549 | 60749.8362 | 62046.4387 | 60953.3635 | 61090.3054 | 9.6796 | 1.0015 | -0.029062 | -0.12411 | -0.15518
Final energy demand | 16843.9759 | 35839.5349 | 38744.186 | 41772.3038 | 44183.8797 | 45399.9193 | 45701.2245 | 42242.2813 | 43461.8125 | 42491.5129 | 42741.8918 | 8.6866 | 1.3225 | 0.33822 | -0.50116 | -0.16689
Industry | 15749.0694 | 33163.9535 | 31889.5349 | 29345.2404 | 32066.4857 | 33694.7746 | 34826.2645 | 32227.3263 | 34012.4097 | 33375.2304 | 34098.5438 | 7.3098 | 0.055351 | 0.82902 | -0.23618 | 0.025295
Households | 768.4475 | 1847.6744 | 4825.5814 | 9947.8611 | 9697.4088 | 9272.4239 | 8577.3548 | 8168.7551 | 7732.6723 | 7387.842 | 6932.1532 | 20.1693 | 7.2286 | -1.2198 | -1.0314 | -1.0869
Tertiary | 326.459 | 827.907 | 2029.0698 | 2479.2024 | 2419.9852 | 2432.7208 | 2297.6052 | 1846.1999 | 1716.7305 | 1728.4405 | 1711.1948 | 20.0458 | 1.7775 | -0.5176 | -2.8724 | -0.032292
Energy branch | 5793.926 | 17779.0698 | 18284.8837 | 19088.0335 | 18633.8499 | 17582.1423 | 16951.9009 | 18351.9958 | 18435.6919 | 18319.6735 | 18212.883 | 12.1791 | 0.18923 | -0.94154 | 0.84262 | -0.12152
Transmission and distribution losses | 1.0914e-11 | 7.276e-12 | 7.276e-12 | 190.9902 | 186.8918 | 179.9358 | 168.6295 | 155.559 | 148.9343 | 142.177 | 135.5305 | -3.9735 | 2092.6535 | -1.023 | -1.2343 | -0.93865
Distributed Steam/Heat supply (in GWh) | 22637.9018 | 53619.7674 | 57027.907 | 61051.7113 | 63004.6212 | 63161.9975 | 62821.7551 | 60749.8361 | 62046.4385 | 60953.3635 | 61090.3054 | 9.6794 | 1.0017 | -0.029062 | -0.12411 | -0.15518
CHP power plants production (A) | 22637.9018 | 53619.7674 | 56240.6977 | 60051.2231 | 62071.4773 | 62301.5265 | 62060.3225 | 60083.6096 | 61450.8373 | 60410.587 | 60605.8529 | 9.5271 | 0.99134 | -0.0017972 | -0.098645 | -0.13836
District Heating units production | 0 | 0 | 787.2093 | 1000.4881 | 933.1439 | 860.4709 | 761.4326 | 666.2266 | 595.6012 | 542.7764 | 484.4525 | 0 | 1.7152 | -2.013 | -2.4264 | -2.0443
Gross Electricity generation by fuel type (in GWh) | 269941 | 296840 | 298773 | 288972.3952 | 316523.416 | 313784.2958 | 323148.8724 | 351614.378 | 378763.3424 | 399987.5755 | 417852.5311 | 1.02 | 0.5788 | 0.20737 | 1.6007 | 0.98701
Nuclear energy | 0 | 0 | 0 | 0 | 0 | 0 | 0 | 0 | 0 | 0 | 0 | 0 | 0 | 0 | 0 | 0
Renewables | 51393 | 49919 | 79110 | 111042.194 | 115403.1599 | 136436.3231 | 148274.1472 | 171419.9058 | 196777.9543 | 241227.4009 | 273254.5765 | 4.4078 | 3.8481 | 2.538 | 2.8706 | 3.3378
Hydro | 44199 | 36067 | 51116 | 48123.1052 | 47548.7696 | 48993.7924 | 49748.8589 | 51342.4449 | 52626.0402 | 53324.2745 | 53875.3836 | 1.4646 | -0.72081 | 0.45334 | 0.56382 | 0.2349
Wind | 563 | 2344 | 9126 | 14627.9981 | 14645.5381 | 25587.731 | 32732.247 | 33760.8504 | 39768.4676 | 46429.2769 | 62046.5722 | 32.1226 | 4.8437 | 8.3745 | 1.9662 | 4.5485
Solar, tidal etc. | 18 | 31 | 1906 | 23409.3013 | 25552.3934 | 31473.1346 | 34026.934 | 36679.0539 | 39891.0052 | 74047.3886 | 87928.3397 | 59.3988 | 29.6376 | 2.9056 | 1.6027 | 8.2245
Biomass & waste | 1908 | 6153 | 11586 | 18671.3873 | 21446.0568 | 24171.263 | 25555.7054 | 43427.1546 | 58282.0392 | 61677.2729 | 63655.093 | 19.7665 | 6.351 | 1.7687 | 8.5937 | 0.88575
Geothermal heat | 4705 | 5324 | 5376 | 6210.402 | 6210.402 | 6210.402 | 6210.402 | 6210.402 | 6210.402 | 5749.188 | 5749.188 | 1.3421 | 1.4533 | 0 | 0 | -0.7687
Fossil fuels | 218548 | 246921 | 219663 | 177930.2013 | 201120.2561 | 177347.9727 | 174874.7252 | 180194.4722 | 181985.3882 | 158760.1747 | 144597.9546 | 0.050902 | -0.87804 | -1.3886 | 0.39936 | -2.2735
Coal and lignite | 26272 | 43606 | 39734 | 58855.8032 | 67162.8264 | 45093.2736 | 44667.653 | 38750.7803 | 9867.4614 | 9203.7542 | 0 | 4.2238 | 5.3893 | -3.9966 | -14.0153 | 0
Petroleum products | 85878 | 47124 | 21714 | 8781.4612 | 7791.32 | 8009.052 | 7759.9232 | 5066.981 | 4492.005 | 2811.1992 | 864.4317 | -12.8463 | -9.7417 | -0.04037 | -5.32 | -15.1935
Natural gas | 102146 | 150378 | 153515 | 107671.3701 | 122851.7255 | 121420.3877 | 120444.2434 | 134663.4685 | 166077.2849 | 145189.7078 | 142134.6767 | 4.1581 | -2.2036 | -0.19772 | 3.2648 | -1.5447
Coke & blast-furnace gasses | 4252 | 5813 | 4700 | 2621.5667 | 3314.3842 | 2825.2593 | 2002.9056 | 1713.2424 | 1548.6369 | 1555.5134 | 1598.8462 | 1.0068 | -3.4326 | -4.912 | -2.5394 | 0.31958
Other fuels (hydrogen, methanol)(D) | 0 | 0 | 0 | 0 | 0 | 0 | 0 | 0 | 0 | 0 | 0 | 0 | 0 | 0 | 0 | 0
Gross Electricity generation by fuel type (in %) | 100 | 100 | 100 | 100 | 100 | 100 | 100 | 100 | 100 | 100 | 100
Nuclear energy | 0 | 0 | 0 | 0 | 0 | 0 | 0 | 0 | 0 | 0 | 0
Renewables | 19.0386 | 16.8168 | 26.4783 | 38.4266 | 36.4596 | 43.4809 | 45.8842 | 48.7522 | 51.9527 | 60.3087 | 65.395
Hydro | 16.3736 | 12.1503 | 17.1086 | 16.6532 | 15.0222 | 15.6138 | 15.395 | 14.6019 | 13.8942 | 13.3315 | 12.8934
Wind | 0.20856 | 0.78965 | 3.0545 | 5.0621 | 4.627 | 8.1546 | 10.1292 | 9.6017 | 10.4996 | 11.6077 | 14.8489
Solar, tidal etc. | 0.0066681 | 0.010443 | 0.63794 | 8.1009 | 8.0728 | 10.0302 | 10.5298 | 10.4316 | 10.5319 | 18.5124 | 21.0429
Biomass & waste | 0.70682 | 2.0728 | 3.8779 | 6.4613 | 6.7755 | 7.7031 | 7.9083 | 12.3508 | 15.3875 | 15.4198 | 15.2339
Geothermal heat | 1.743 | 1.7936 | 1.7994 | 2.1491 | 1.9621 | 1.9792 | 1.9218 | 1.7663 | 1.6397 | 1.4373 | 1.3759
Fossil fuels | 80.9614 | 83.1832 | 73.5217 | 61.5734 | 63.5404 | 56.5191 | 54.1158 | 51.2478 | 48.0473 | 39.6913 | 34.605
Coal and lignite | 9.7325 | 14.6901 | 13.2991 | 20.3673 | 21.2189 | 14.3708 | 13.8226 | 11.0208 | 2.6052 | 2.301 | 0
Petroleum products | 31.8136 | 15.8752 | 7.2677 | 3.0389 | 2.4615 | 2.5524 | 2.4013 | 1.4411 | 1.186 | 0.70282 | 0.20687
Natural gas | 37.8401 | 50.6596 | 51.3818 | 37.2601 | 38.8128 | 38.6955 | 37.2721 | 38.2986 | 43.8472 | 36.2986 | 34.0155
Coke & blast-furnace gasses | 1.5752 | 1.9583 | 1.5731 | 0.9072 | 1.0471 | 0.90038 | 0.61981 | 0.48725 | 0.40887 | 0.38889 | 0.38263
Other fuels (hydrogen, methanol)(D) | 0 | 0 | 0 | 0 | 0 | 0 | 0 | 0 | 0 | 0 | 0
Fuel input in thermal power plants (in ktoe) | 49150.4 | 58911.3 | 53964.3 | 38349.4032 | 43160.4766 | 38246.269 | 37882.5929 | 39679.193 | 39221.4619 | 35815.7966 | 33485.8485 | 0.93876 | -2.2092 | -1.2959 | 0.34793 | -1.5686
Solids | 6045 | 10399.1 | 9484 | 12962.7906 | 14694.0972 | 9220.7364 | 9086.6095 | 7816.5776 | 1905.07 | 1916.1452 | 0 | 4.6067 | 4.4757 | -4.6928 | -14.4636 | 0
Hard coal | 6044 | 10399.1 | 9484 | 12962.7906 | 14694.0972 | 9220.7364 | 9086.6095 | 7816.5776 | 1905.07 | 1916.1452 | 0 | 4.6084 | 4.4757 | -4.6928 | -14.4636 | 0
Lignite and other solid fuels | 1 | 0 | 0 | 0 | 0 | 0 | 0 | 0 | 0 | 0 | 0 | 0 | 0 | 0 | 0 | 0
Oil | 18954.3 | 12079.2 | 7365 | 1905.4928 | 1674.9679 | 1740.6094 | 1681.9397 | 1080.3475 | 928.7465 | 587.8609 | 190.4485 | -9.0199 | -13.765 | 0.041546 | -5.7658 | -14.653
Diesel oil | 775.3 | 207.5 | 142.4 | 11.2109 | 15.3904 | 0 | 0 | 72.733 | 95.7101 | 98.6505 | 100.6314 | -15.588 | -19.9476 | 0 | 0 | 0.50267
Fuel oil and other liquid fuels | 18179 | 11871.7 | 7222.6 | 1894.282 | 1659.5775 | 1740.6094 | 1681.9397 | 1007.6145 | 833.0364 | 489.2105 | 89.8171 | -8.8173 | -13.6762 | 0.13394 | -6.7851 | -19.9669
Gas | 19667.9 | 29584.9 | 28966.3 | 18745.4932 | 21521.2958 | 21344.3195 | 20870.8815 | 21318.1712 | 25133.0594 | 21650.1704 | 21235.7885 | 3.9474 | -2.9272 | -0.30641 | 1.8757 | -1.6708
Natural gas | 18689.1 | 28282.8 | 27854.6 | 17960.1141 | 20528.3597 | 20470.2913 | 20242.2821 | 20776.2034 | 24642.8433 | 21157.7776 | 20729.6788 | 4.0713 | -3.0058 | -0.14024 | 1.9866 | -1.7143
Other gas fuels | 978.8 | 1302.1 | 1111.7 | 785.3792 | 992.9361 | 874.0281 | 628.5995 | 541.9678 | 490.2161 | 492.3928 | 506.1097 | 1.2813 | -1.1234 | -4.4688 | -2.4558 | 0.31958
Biomass & waste | 437.6 | 2269.9 | 3526.5 | 3795.0565 | 4329.5457 | 5000.0337 | 5302.5922 | 8523.5267 | 10314.0161 | 11117.6941 | 11515.6856 | 23.2045 | 2.0728 | 2.048 | 6.8794 | 1.1082
Geothermal heat | 4045.6 | 4578.2 | 4622.5 | 940.57 | 940.57 | 940.57 | 940.57 | 940.57 | 940.57 | 543.9259 | 543.9259 | 1.342 | -14.7192 | 0 | -1.1102e-14 | -5.3295
Other fuels (hydrogen, methanol)(D) | 0 | 0 | 0 | 0 | 0 | 0 | 0 | 0 | 0 | 0 | 0 | 0 | 0 | 0 | 0 | 0
Fuel input in nuclear power plants (in ktoe) | 0 | 0 | 0 | 0 | 0 | 0 | 0 | 0 | 0 | 0 | 0 | 0 | 0 | 0 | 0 | 0
Fuel input in district heating units (in ktoe) | 0 | 0 | 109.5 | 120.8594 | 123.3042 | 123.949 | 123.1687 | 147.9987 | 185.0335 | 178.2706 | 162.1287 | 0 | 1.1944 | -0.010991 | 4.1538 | -1.3128
Solids | 0 | 0 | 0 | 0 | 10.32 | 11.271 | 4.1255 | 0 | 0 | 0 | 0 | 0 | 0 | -8.7611 | 0 | 0
Oil | 0 | 0 | 0 | 0 | 0 | 0 | 0 | 0 | 0 | 0 | 0 | 0 | 0 | 0 | 0 | 0
Gas | 0 | 0 | 0 | 0 | 20.607 | 17.608 | 11.0903 | 10.2066 | 0 | 0 | 0 | 0 | 0 | -6.0076 | 0 | 0
Biomass & waste | 0 | 0 | 81.4 | 91.6226 | 54.7952 | 48.716 | 39.0302 | 33.8787 | 32.6403 | 28.9669 | 27.6183 | 0 | -3.8804 | -3.3358 | -1.772 | -1.6568
Electricity, Geothermal, Solar | 0 | 0 | 28.1 | 29.2368 | 37.582 | 46.354 | 68.9227 | 103.9134 | 152.3932 | 149.3037 | 134.5104 | 0 | 2.9502 | 6.2523 | 8.2581 | -1.2405
Other fuels (hydrogen, methanol) | 0 | 0 | 0 | 0 | 0 | 0 | 0 | 0 | 0 | 0 | 0 | 0 | 0 | 0 | 0 | 0
CO2 EMISSIONS (in kt CO2) | 137145.5567 | 158497.9075 | 135858.1905 | 106867.1363 | 121571.7954 | 97912.0518 | 93960.2078 | 87214.5821 | 70929.991 | 62108.2896 | 52419.6723 | -0.094267 | -1.1049 | -2.5434 | -2.7726 | -2.9788
Thermal power plants | 137145.5567 | 158497.9075 | 135858.1905 | 106867.1363 | 121480.9653 | 97824.3556 | 93917.1979 | 87190.6093 | 70929.991 | 62108.2896 | 52419.6723 | -0.094267 | -1.1123 | -2.5406 | -2.7682 | -2.9788
District heating units | 0 | 0 | 0 | 0 | 90.8301 | 87.6962 | 43.01 | 23.9728 | 0 | 0 | 0 | 0 | 0 | -7.203 | 0 | 0
(1) Information on installed power generation capacities and selected indicators for electricity production can be found in the second page of this report: "Summary energy balances and indicators (B)" (sheet "indicator")
(2) Due to statistical differences present in Eurostat data, the individual items shown for electricity consumption and supply in 2000 and 2005 do not always add up to the totals shown. In any case, the modelling, being calibrated to the individual supply and consumption items for 2000 and 2005, ensures consistency of consumption and supply numbers for the projection years.
Source: PRIMES

## pg-detail
Italy:Reference scenario(REF2015f) | [15 empty] | POWER GENERATION SECTOR - DETAILS
| 2000 | 2005 | 2010 | 2015 | 2020 | 2025 | 2030 | 2035 | 2040 | 2045 | 2050 | '00-'10 | '10-'20 | '20-'30 | '30-'40 | '40-'50
Annual % Change
Net Installed Power Capacity (in MWe) | 71896.0809 | 82950.4452 | 104919.7337 | 127453.7004 | 122841.0206 | 119386.9224 | 114442.0513 | 108494.9897 | 119182.306 | 143184.8377 | 156206.5759 | 3.8521 | 1.5895 | -0.70572 | 0.40668 | 2.7422
Nuclear energy | 0 | 0 | 0 | 0 | 0 | 0 | 0 | 0 | 0 | 0 | 0 | 0 | 0 | 0 | 0 | 0
Renewable energy | 16770.043 | 18701.498 | 26469.59 | 46374.753 | 47828.5929 | 54392.9123 | 59078.2621 | 60761.9559 | 64204.1378 | 88544.7547 | 102309.836 | 4.6698 | 6.0948 | 2.1349 | 0.83552 | 4.7696
Hydro (pumping excluded) | 16390 | 17036 | 17563 | 18512 | 18808.2928 | 18808.2928 | 18938.8048 | 19204.6712 | 19417.98 | 19524.1395 | 19587.9224 | 0.69362 | 0.68739 | 0.069175 | 0.25018 | 0.087175
Lakes | 13539.9978 | 14079.3542 | 14588.0481 | 15435.3003 | 15435.3003 | 15435.3003 | 15435.3003 | 15435.3003 | 15435.3003 | 15435.3003 | 15435.3003 | 0.74833 | 0.56614 | 0 | 0 | 0
Run of river | 2850.0022 | 2956.6458 | 2974.9519 | 3076.6997 | 3372.9925 | 3372.9925 | 3503.5045 | 3769.3709 | 3982.6797 | 4088.8392 | 4152.6221 | 0.43 | 1.2636 | 0.38036 | 1.2902 | 0.41872
Wind power | 363 | 1635 | 5794 | 8957.8 | 8963.4828 | 12569.6665 | 15577.4421 | 15846.2694 | 17735.6922 | 19793.1644 | 25957.2788 | 31.919 | 4.46 | 5.6822 | 1.306 | 3.8822
Wind on-shore | 363 | 1635 | 5794 | 8957.8 | 8960.0283 | 12566.212 | 15573.9876 | 15842.8149 | 17732.2378 | 19789.7099 | 25953.8243 | 31.919 | 4.4559 | 5.684 | 1.3063 | 3.8828
Wind off-shore | 0 | 0 | 0 | 0 | 3.4545 | 3.4545 | 3.4545 | 3.4545 | 3.4545 | 3.4545 | 3.4545 | 0 | 0 | 0 | 0 | 0
Solar | 17.043 | 30.498 | 3112.59 | 18904.953 | 20056.8173 | 23014.953 | 24562.0153 | 25711.0153 | 27050.4655 | 49227.4509 | 56764.6348 | 68.3285 | 20.4797 | 2.047 | 0.9697 | 7.6937
Other renewables (tidal etc.) | 0 | 0 | 0 | 0 | 0 | 0 | 0 | 0 | 0 | 0 | 0 | 0 | 0 | 0 | 0 | 0
Thermal power | 55126.0379 | 64248.9472 | 78450.1437 | 81078.9474 | 75012.4277 | 64994.0101 | 55363.7892 | 47733.0338 | 54978.1682 | 54640.0829 | 53896.7399 | 3.5914 | -0.44709 | -2.9916 | -0.069871 | -0.19846
Solids fired | 9518.17 | 8278.69 | 9511.49 | 9511.49 | 8858.0189 | 5103.4989 | 5098.3689 | 4803.0489 | 2226.1289 | 2214.1689 | 1901.3689 | -0.0070204 | -0.70925 | -5.3742 | -7.9525 | -1.5645
Oil fired | 21762.8397 | 17998.4219 | 14747.6147 | 13927.9977 | 8629.2116 | 6039.6878 | 2331.967 | 797.7768 | 603.4089 | 483.3982 | 128.1216 | -3.8165 | -5.2182 | -12.2645 | -12.6448 | -14.3552
Gas fired | 22819.3099 | 36431.0507 | 51676.9164 | 52044.5201 | 51352.5755 | 47623.0934 | 41739.443 | 35862.1279 | 45213.0784 | 45081.4997 | 45061.6314 | 8.5174 | -0.062941 | -2.0514 | 0.8026 | -0.033547
Natural gas | 21747.6764 | 35340.0172 | 50614.3829 | 50981.9866 | 50622.542 | 46830.2792 | 41448.3364 | 35590.4213 | 44941.3718 | 44842.9405 | 44823.0722 | 8.8143 | 0.0016119 | -1.9796 | 0.81239 | -0.026354
Derived gasses | 1071.6335 | 1091.0335 | 1062.5335 | 1062.5335 | 730.0335 | 792.8142 | 291.1066 | 271.7066 | 271.7066 | 238.5592 | 238.5592 | -0.085243 | -3.6837 | -8.784 | -0.68729 | -1.2926
Biomass-waste fired | 435.7183 | 869.7846 | 1774.1226 | 4809.9396 | 5387.6217 | 5442.73 | 5409.0103 | 5485.0803 | 6150.5521 | 6157.0161 | 6113.618 | 15.0742 | 11.7484 | 0.039629 | 1.293 | -0.060213
Hydrogen plants | 0 | 0 | 12 | 12 | 12 | 12 | 12 | 12 | 12 | 12 | 0 | 0 | 0 | 0 | 0 | 0
Geothermal heat | 590 | 671 | 728 | 773 | 773 | 773 | 773 | 773 | 773 | 692 | 692 | 2.124 | 0.60158 | 0 | 0 | -1.1008
Net Power Capacity Investment (1) (in MWe - for five years period) |  | 20739.4166 | 27251.8056 | 26694.4788 | 3530.787 | 8205.6926 | 5015.2755 | 17654.4975 | 53052.5354 | 34413.7423 | 23844.5705 | 0 | -18.4831 | 3.572 | 26.6022 | -7.6858
Nuclear energy |  | 0 | 0 | 0 | 0 | 0 | 0 | 0 | 0 | 0 | 0 | 0 | 0 | 0 | 0 | 0
Renewable energy |  | 1931.455 | 7768.092 | 20855.206 | 1489.8829 | 6902.3194 | 4698.8049 | 6037.7857 | 24424.1379 | 31158.2293 | 21950.4736 | 0 | -15.2219 | 12.1718 | 17.9188 | -1.0622
Hydro (pumping excluded) |  | 646 | 527 | 1898 | 296.2928 | 0 | 130.512 | 265.8664 | 213.3089 | 106.1595 | 63.7829 | 0 | -5.5959 | -7.8717 | 5.0354 | -11.3723
Lakes |  | 539.3564 | 508.6939 | 1694.5044 | 0 | 0 | 0 | 0 | 0 | 0 | 0 | 0 | 0 | 0 | 0 | 0
Run of river |  | 106.6436 | 18.3061 | 203.4956 | 296.2928 | 0 | 130.512 | 265.8664 | 213.3089 | 106.1595 | 63.7829 | 0 | 32.103 | -7.8717 | 5.0354 | -11.3723
Wind power |  | 1272 | 4159 | 3166.8 | 24.6828 | 3944.1837 | 3007.7756 | 1540.8274 | 7085.9728 | 7717.7222 | 8279.2791 | 0 | -40.1119 | 61.6535 | 8.947 | 1.5686
Wind on-shore |  | 1272 | 4159 | 3166.8 | 21.2283 | 3944.1837 | 3007.7756 | 1540.8274 | 7085.9728 | 7717.7222 | 8275.8246 | 0 | -41.0081 | 64.1093 | 8.947 | 1.5643
Wind off-shore |  | 0 | 0 | 0 | 3.4545 | 0 | 0 | 0 | 0 | 0 | 3.4545 | 0 | 0 | 0 | 0 | 0
Solar |  | 13.455 | 3082.092 | 15790.406 | 1168.9073 | 2958.1357 | 1560.5173 | 4231.092 | 17124.8562 | 23334.3477 | 13607.4116 | 0 | -9.2402 | 2.9316 | 27.0679 | -2.2729
Other renewables (tidal etc.) |  | 0 | 0 | 0 | 0 | 0 | 0 | 0 | 0 | 0 | 0 | 0 | 0 | 0 | 0 | 0
Thermal power |  | 18807.9616 | 19483.7136 | 5839.2728 | 2040.9041 | 1303.3732 | 316.4707 | 11616.7118 | 28628.3975 | 3255.513 | 1894.0969 | 0 | -20.1978 | -17.0052 | 56.9085 | -23.7815
Solids fired |  | 312.8 | 1821.6 | 0 | 79.7689 | 0 | 0 | 0 | 0 | 0 | 0 | 0 | -26.8628 | 0 | 0 | 0
Oil fired |  | 1112.2811 | 82.586 | 3.88 | 272.8103 | 138.3866 | 106.0447 | 397.1692 | 21.7649 | 6.5755 | 1.524 | 0 | 12.6926 | -9.0165 | -14.6454 | -23.3484
Gas fired |  | 16861.3543 | 16606.1896 | 2717.3927 | 1048.63 | 1109.8783 | 209.6185 | 11120.2443 | 27859.1216 | 2908.7688 | 519.8907 | 0 | -24.1361 | -14.8704 | 63.0624 | -32.8425
Natural gas |  | 16841.9543 | 16606.1896 | 2717.3927 | 1048.63 | 895.0976 | 176.4712 | 11120.2443 | 27835.3431 | 2908.7688 | 519.8907 | 0 | -24.1361 | -16.3232 | 65.8793 | -32.8368
Derived gasses |  | 19.4 | 0 | 0 | 0 | 214.7807 | 33.1474 | 0 | 23.7785 | 0 | 0 | 0 | 0 | 0 | -3.2672 | 0
Biomass-waste fired |  | 440.5263 | 904.338 | 3073 | 639.6949 | 55.1083 | 0.8075 | 99.2983 | 747.511 | 340.1686 | 1315.6822 | 0 | -3.4029 | -48.7 | 97.9919 | 5.8165
Hydrogen plants |  | 0 | 12 | 0 | 0 | 0 | 0 | 0 | 0 | 0 | 0 | 0 | 0 | 0 | 0 | 0
Geothermal heat |  | 81 | 57 | 45 | 0 | 0 | 0 | 0 | 0 | 0 | 57 | 0 | 0 | 0 | 0 | 0
Gross Electricity generation by plant type (in GWh)(D) | 269652.936 | 296538 | 298443 | 288972.3952 | 316523.416 | 313784.2958 | 323148.8724 | 351614.378 | 378763.3424 | 399987.5755 | 417852.5311 | 1.0196 | 0.58992 | 0.20737 | 1.6007 | 0.98701
Nuclear energy | 0 | 0 | 0 | 0 | 0 | 0 | 0 | 0 | 0 | 0 | 0 | 0 | 0 | 0 | 0 | 0
Renewable energy | 44780.936 | 38442 | 62148 | 86160.4047 | 87746.7011 | 106054.658 | 116508.0399 | 121782.3491 | 132285.5131 | 173800.9399 | 203850.2955 | 3.3317 | 3.5095 | 2.8756 | 1.2781 | 4.4191
Hydro (pumping excluded) | 44199.936 | 36067 | 51116 | 48123.1052 | 47548.7696 | 48993.7924 | 49748.8589 | 51342.4449 | 52626.0402 | 53324.2745 | 53875.3836 | 1.4644 | -0.72081 | 0.45334 | 0.56382 | 0.2349
Lakes | 26420.7006 | 21559.2033 | 30554.8074 | 29630.0212 | 27296.6885 | 28741.7113 | 28721.9694 | 28737.1905 | 28754.4383 | 28822.4372 | 28777.8055 | 1.4644 | -1.1212 | 0.51027 | 0.011299 | 0.0081235
Run of river | 17779.2354 | 14507.7967 | 20561.1926 | 18493.084 | 20252.0811 | 20252.0811 | 21026.8895 | 22605.2544 | 23871.6019 | 24501.8372 | 25097.5781 | 1.4644 | -0.15136 | 0.37615 | 1.277 | 0.50207
Wind power | 563 | 2344 | 9126 | 14627.9981 | 14645.5381 | 25587.731 | 32732.247 | 33760.8504 | 39768.4676 | 46429.2769 | 62046.5722 | 32.1226 | 4.8437 | 8.3745 | 1.9662 | 4.5485
Wind on-shore | 563 | 2344 | 9126 | 14627.9981 | 14634.5936 | 25576.7865 | 32721.3025 | 33749.9059 | 39757.5231 | 46418.3324 | 62034.9505 | 32.1226 | 4.8359 | 8.379 | 1.9668 | 4.5494
Wind off-shore | 0 | 0 | 0 | 0 | 10.9445 | 10.9445 | 10.9445 | 10.9445 | 10.9445 | 10.9445 | 11.6217 | 0 | 0 | 0 | 0 | 0.6022
Solar | 18 | 31 | 1906 | 23409.3013 | 25552.3934 | 31473.1346 | 34026.934 | 36679.0539 | 39891.0052 | 74047.3886 | 87928.3397 | 59.3988 | 29.6376 | 2.9056 | 1.6027 | 8.2245
Other renewables (tidal etc.) | 0 | 0 | 0 | 0 | 0 | 0 | 0 | 0 | 0 | 0 | 0 | 0 | 0 | 0 | 0 | 0
Thermal power | 224872 | 258096 | 236295 | 202811.9906 | 228776.715 | 207729.6378 | 206640.8326 | 229832.0288 | 246477.8294 | 226186.6356 | 214002.2356 | 0.49673 | -0.32282 | -1.0125 | 1.7785 | -1.4029
Solids fired | 26304.6374 | 43739.5734 | 40217.551 | 58855.8032 | 67162.8264 | 45113.2936 | 44667.653 | 42023.6225 | 11078.4484 | 10333.2876 | 0 | 4.337 | 5.2619 | -3.9966 | -13.0142 | 0
Oil fired | 88865.8223 | 50323.1646 | 25855.2601 | 7154.7068 | 6031.8515 | 6335.0881 | 6108.4887 | 4247.5505 | 3633.7963 | 2207.6209 | 596.363 | -11.6144 | -13.545 | 0.12633 | -5.0614 | -16.533
Gas fired | 103375.3733 | 152836.2262 | 153450.1063 | 111919.6912 | 127925.5782 | 125919.611 | 124098.5834 | 148753.1294 | 197571.8291 | 182049.3553 | 180521.7531 | 4.0291 | -1.8028 | -0.30326 | 4.7601 | -0.89845
Natural gas | 99123.3733 | 147023.2262 | 148750.1063 | 109298.1245 | 124611.194 | 123094.3516 | 122095.6778 | 147039.887 | 196023.1923 | 180493.8418 | 178922.9069 | 4.1425 | -1.7551 | -0.20373 | 4.8481 | -0.90863
Derived gasses | 4252 | 5813 | 4700 | 2621.5667 | 3314.3842 | 2825.2593 | 2002.9056 | 1713.2424 | 1548.6369 | 1555.5134 | 1598.8462 | 1.0068 | -3.4326 | -4.912 | -2.5394 | 0.31958
Biomass-waste fired | 1910.167 | 6175.0357 | 11726.0827 | 18671.3873 | 21446.0568 | 24151.2431 | 25555.7054 | 28597.3244 | 27983.3535 | 25847.1838 | 27134.9314 | 19.897 | 6.2232 | 1.7687 | 0.91162 | -0.30741
Hydrogen plants | 0 | 0 | 0 | 0 | 0 | 0 | 0 | 0 | 0 | 0 | 0 | 0 | 0 | 0 | 0 | 0
Geothermal heat | 4705 | 5324 | 5376 | 6210.402 | 6210.402 | 6210.402 | 6210.402 | 6210.402 | 6210.402 | 5749.188 | 5749.188 | 1.3421 | 1.4533 | 0 | 0 | -0.7687
Net Electricity generation by plant type (in GWh)(D) | 256693.1943 | 283866.0895 | 287525.8875 | 277395.5753 | 303727.0402 | 303214.0349 | 312548.8152 | 340899.2269 | 370235.6093 | 392138.4642 | 410863.5102 | 1.1408 | 0.54967 | 0.28672 | 1.7082 | 1.0467
Nuclear energy | 0 | 0 | 0 | 0 | 0 | 0 | 0 | 0 | 0 | 0 | 0 | 0 | 0 | 0 | 0 | 0
Renewable energy | 44198.1943 | 37957.0895 | 61496.8875 | 85605.352 | 87264.9714 | 105562.5026 | 116014.216 | 121280.4795 | 131784.1139 | 173286.9331 | 203336.2868 | 3.3582 | 3.5616 | 2.8886 | 1.2827 | 4.4324
Hydro (pumping excluded) | 43617.1943 | 35588.0895 | 50542.8875 | 47568.0525 | 47067.0399 | 48501.637 | 49255.035 | 50840.5752 | 52124.6411 | 52810.2676 | 53361.3748 | 1.4846 | -0.70996 | 0.45542 | 0.56787 | 0.23477
Lakes | 26072.3642 | 21272.9326 | 30212.2269 | 29302.6558 | 27042.6461 | 28477.2432 | 28455.8328 | 28463.0082 | 28480.7265 | 28536.1177 | 28493.4706 | 1.4846 | -1.1022 | 0.51068 | 0.0087447 | 0.0044738
Run of river | 17544.83 | 14315.157 | 20330.6606 | 18265.3967 | 20024.3938 | 20024.3938 | 20799.2022 | 22377.5671 | 23643.9146 | 24274.1499 | 24867.9042 | 1.4846 | -0.15167 | 0.38036 | 1.2902 | 0.506
Wind power | 563 | 2338 | 9048 | 14627.9981 | 14645.5381 | 25587.731 | 32732.247 | 33760.8504 | 39768.4676 | 46429.2769 | 62046.5722 | 32.0093 | 4.9338 | 8.3745 | 1.9662 | 4.5485
Wind on-shore | 563 | 2338 | 9048 | 14627.9981 | 14634.5936 | 25576.7865 | 32721.3025 | 33749.9059 | 39757.5231 | 46418.3324 | 62034.9505 | 32.0093 | 4.9259 | 8.379 | 1.9668 | 4.5494
Wind off-shore | 0 | 0 | 0 | 0 | 10.9445 | 10.9445 | 10.9445 | 10.9445 | 10.9445 | 10.9445 | 11.6217 | 0 | 0 | 0 | 0 | 0.6022
Solar | 18 | 31 | 1906 | 23409.3013 | 25552.3934 | 31473.1346 | 34026.934 | 36679.0539 | 39891.0052 | 74047.3886 | 87928.3397 | 59.3988 | 29.6376 | 2.9056 | 1.6027 | 8.2245
Other renewables (tidal etc.) | 0 | 0 | 0 | 0 | 0 | 0 | 0 | 0 | 0 | 0 | 0 | 0 | 0 | 0 | 0 | 0
Thermal power | 212495 | 245909 | 226029 | 191790.2234 | 216462.0688 | 197651.5323 | 196534.5992 | 219618.7474 | 238451.4953 | 218851.5311 | 207527.2234 | 0.61936 | -0.43155 | -0.96112 | 1.9521 | -1.3794
Solids fired | 24361.0052 | 40694.8894 | 36658.5447 | 53247.681 | 60776.4843 | 40824.0408 | 40411.46 | 38019.368 | 10022.8296 | 9348.672 | 0 | 4.1713 | 5.1855 | -3.9987 | -13.0142 | 0
Oil fired | 83712.0336 | 47624.9406 | 24457.387 | 6834.7304 | 5785.8147 | 6086.7115 | 5869.2946 | 4099.3574 | 3507.2534 | 2132.5533 | 578.4144 | -11.5776 | -13.4244 | 0.14336 | -5.0187 | -16.4922
Gas fired | 98224.8427 | 146894.418 | 149172.0145 | 108864.4963 | 124434.2688 | 122545.906 | 120796.6438 | 145416.1611 | 193697.8064 | 178426.3125 | 176811.5548 | 4.2669 | -1.7969 | -0.29625 | 4.8352 | -0.908
Natural gas | 94185.2778 | 141248.6207 | 144693.8068 | 106359.502 | 121267.2643 | 119816.326 | 118850.673 | 143750.0329 | 192191.757 | 176913.5757 | 175256.6769 | 4.3871 | -1.7507 | -0.20109 | 4.9236 | -0.91818
Derived gasses | 4039.5649 | 5645.7972 | 4478.2077 | 2504.9943 | 3167.0044 | 2729.58 | 1945.9708 | 1666.1282 | 1506.0493 | 1512.7368 | 1554.8779 | 1.0362 | -3.405 | -4.7536 | -2.5302 | 0.31958
Biomass-waste fired | 1781.1185 | 5672.752 | 10695.0538 | 16632.9138 | 19255.0989 | 21984.472 | 23246.7988 | 25873.459 | 25013.2039 | 23194.8053 | 24388.0662 | 19.6325 | 6.0563 | 1.9018 | 0.73505 | -0.25278
Hydrogen plants | 0 | 0 | 0 | 0 | 0 | 0 | 0 | 0 | 0 | 0 | 0 | 0 | 0 | 0 | 0 | 0
Geothermal heat | 4416 | 5022 | 5046 | 6210.402 | 6210.402 | 6210.402 | 6210.402 | 6210.402 | 6210.402 | 5749.188 | 5749.188 | 1.3425 | 2.098 | 0 | 0 | -0.7687
Net Steam Generation Capacity (2)
Installed capacity of CHP plants
Electric capacity (in MWe) | 6475.5609 | 5888 | 7351 | 17215.7762 | 16885.2026 | 18388.5755 | 14400.6024 | 11009.5331 | 11258.1777 | 13463.5218 | 13377.0486 | 1.2761 | 8.6716 | -1.5791 | -2.4317 | 1.7394
Steam capacity (in MWth) | 12810.5379 | 14150.6387 | 13872 | 29111.7338 | 27374.4409 | 32162.938 | 23913.3724 | 17912.8937 | 17660.9482 | 23976.344 | 23548.8317 | 0.79922 | 7.0337 | -1.3426 | -2.9854 | 2.919
Installed capacity of boilers (in MWth) | 9661.3999 | 8517.7151 | 6959.7129 | 5749.2822 | 4549.5367 | 3411.4791 | 2351.3924 | 1345.6749 | 1272.7616 | 1225.111 | 1085.5243 | -3.2268 | -4.162 | -6.3871 | -5.9536 | -1.5787
District heating (in MWth) | 0 | 0 | 131.2016 | 269.9277 | 289.3643 | 254.1932 | 264.1385 | 248.0095 | 234.2681 | 233.5192 | 159.6976 | 0 | 8.2307 | -0.90798 | -1.1929 | -3.7594
Industrial and refinery boilers (in MWth) | 9661.3999 | 8517.7151 | 6828.5114 | 5479.3545 | 4260.1724 | 3157.2858 | 2087.2538 | 1097.6654 | 1038.4935 | 991.5918 | 925.8267 | -3.4108 | -4.6084 | -6.886 | -6.7427 | -1.1418
Total steam generation capacity (in MWth) | 22471.9378 | 22668.3538 | 20831.7129 | 34861.016 | 31923.9776 | 35574.4171 | 26264.7648 | 19258.5685 | 18933.7098 | 25201.455 | 24634.356 | -0.75504 | 4.3612 | -1.9324 | -3.2199 | 2.6669
Net Steam Generation Investment (1,2) (in MWe - for five years period)
Capacity Expansion for CHP plants
Electric capacity (in MWe) |  | 373.102 | 905.8316 | 2246.9546 | 1259.1386 | 1234.0724 | 279.0447 | 493.1798 | 5580.5534 | 1402.8228 | 835.6833 | 0 | 3.3481 | -13.9878 | 34.9275 | -17.2941
Steam capacity (in MWth) |  | 896.6767 | 1709.386 | 2339.6202 | 2410.0322 | 2138.8589 | 523.582 | 854.7799 | 7955.2642 | 2314.9436 | 1686.9639 | 0 | 3.4947 | -14.1587 | 31.2705 | -14.3662
Investment for boilers (in MWth) |  | 788.5951 | 145.5409 | 213.0792 | 210.9401 | 272.628 | 350.5989 | 485.0287 | 208.6405 | 206.4079 | 256.8173 | 0 | 3.7809 | 5.212 | -5.0579 | 2.0993
District heating (in MWth) |  | 788.5951 | 14.3393 | 179.9883 | 64.4199 | 9.8123 | 54.9287 | 30.743 | 78.1414 | 1.3436 | 0 | 0 | 16.2115 | -1.5812 | 3.5877 | 0
Industrial and refinery boilers (in MWth) |  | 0 | 131.2016 | 33.0908 | 146.5202 | 262.8157 | 295.6702 | 454.2857 | 130.4991 | 205.0643 | 256.8173 | 0 | 1.1104 | 7.2731 | -7.8533 | 7.0044
Total steam generation investment (in MWth) |  | 1685.2718 | 1854.9269 | 2552.6993 | 2620.9724 | 2411.487 | 874.1809 | 1339.8086 | 8163.9048 | 2521.3516 | 1943.7811 | 0 | 3.5174 | -10.3988 | 25.0344 | -13.3687
Net electric efficiencies of thermal power plants (3)
Solid fuel plants | 0.32815 | 0.32945 | 0.34304 | 0.34304 | 0.34854 | 0.38363 | 0.38366 | 0.38522 | 0.40107 | 0.40116 | 0.40219 | 0.44472 | 0.15912 | 0.96471 | 0.44472 | 0.027944
Simple cycle gas and oil plants | 0.33247 | 0.33818 | 0.33896 | 0.33278 | 0.34826 | 0.36062 | 0.38018 | 0.3935 | 0.40668 | 0.41106 | 0.41396 | 0.19356 | 0.27088 | 0.88074 | 0.67618 | 0.17756
Gas turbine combined cycle gas plants | 0.48984 | 0.50991 | 0.51819 | 0.51991 | 0.52091 | 0.52151 | 0.52426 | 0.55781 | 0.57155 | 0.57155 | 0.57251 | 0.56426 | 0.052409 | 0.064024 | 0.86745 | 0.016783
Biomass & Waste plants | 0.34055 | 0.34444 | 0.34444 | 0.33525 | 0.33994 | 0.34029 | 0.34099 | 0.3418 | 0.35001 | 0.35063 | 0.3543 | 0.11345 | -0.13122 | 0.030743 | 0.26154 | 0.1219
(1) Including new power plants, premature replacement and retrofitting
(2) Electric capacity of CHP plants is also included in power capacity. Boilers capacity also includes industrial and refinery boilers capacity besides district heating
(3) Net electric efficiencies are averages for electricity only plants.
Source: PRIMES

## pg-costs
Italy:Reference scenario(REF2015f) | [15 empty] | ELECTRICITY AND STEAM GENERATION COSTS
| 2000 | 2005 | 2010 | 2015 | 2020 | 2025 | 2030 | 2035 | 2040 | 2045 | 2050 | '00-'10 | '10-'20 | '20-'30 | '30-'40 | '40-'50
Annual % Change
Total Cost of Electricity and Steam supply (1) (MEuro'13) | 26183.6362 | 32266.3162 | 36858.0291 | 35405.5474 | 39568.3056 | 41303.0523 | 42548.5141 | 41920.4437 | 43906.2292 | 46051.3757 | 48401.2718 | 3.4785 | 0.71207 | 0.72881 | 0.31461 | 0.97946
Annual capital costs | 6306.9298 | 7461.1027 | 9173.9615 | 11031.7705 | 11111.0165 | 11570.7606 | 10308.8681 | 6645.1902 | 7168.0688 | 7832.4782 | 8343.9627 | 3.8183 | 1.9341 | -0.74653 | -3.5685 | 1.5306
Fixed operating costs | 1538.276 | 1925.2765 | 2497.0469 | 4101.0907 | 4606.5364 | 4532.7934 | 4806.727 | 4835.5219 | 4270.1019 | 4895.7766 | 5553.9777 | 4.9637 | 6.3151 | 0.42631 | -1.1768 | 2.6636
Variable operating costs | 575.7211 | 623.331 | 563.804 | 478.7914 | 536.576 | 503.3887 | 502.3397 | 524.6115 | 537.0735 | 497.3905 | 483.2378 | -0.20895 | -0.49376 | -0.65715 | 0.67082 | -1.0507
Fuel costs | 10535.6066 | 14075.2883 | 15210.5496 | 8940.0657 | 12114.363 | 12476.2518 | 13322.2831 | 15160.0155 | 16908.7095 | 15670.6968 | 15187.7909 | 3.7405 | -2.2503 | 0.95499 | 2.4126 | -1.0676
Taxes and subsidies | 641.9583 | 382.7811 | 521.1821 | 1092.4906 | 2026.2071 | 2424.3897 | 3323.4053 | 3829.2189 | 3674.1545 | 4344.6997 | 4621.582 | -2.0627 | 14.5432 | 5.0727 | 1.0084 | 2.3207
Other Costs (Transmission & distribution, net imports, etc.) | 6585.1445 | 7798.5366 | 8891.4851 | 9761.3385 | 9173.6066 | 9795.4682 | 10284.8909 | 10925.8857 | 11348.1209 | 12810.3338 | 14210.7206 | 3.0483 | 0.31285 | 1.15 | 0.98862 | 2.2749
Expenditures for Power Generation (incl. total CHP cost) | 17704.5484 | 22814.4253 | 26908.6331 | 24890.6309 | 29612.0525 | 30865.7951 | 31734.5296 | 30534.7956 | 32130.7921 | 32828.5381 | 33822.7306 | 4.2751 | 0.96194 | 0.69464 | 0.12417 | 0.5145
Annual capital costs | 6176.9434 | 7185.3415 | 8943.9124 | 10933.1268 | 11029.2307 | 11546.8598 | 10267.7889 | 6583.4832 | 7107.7085 | 7762.4473 | 8270.9126 | 3.7709 | 2.1179 | -0.71282 | -3.6115 | 1.5272
Fixed operating costs | 1499.8065 | 1879.6227 | 2446.7591 | 4083.6823 | 4588.3065 | 4515.4556 | 4792.9014 | 4829.4868 | 4261.7456 | 4886.5218 | 5544.5053 | 5.016 | 6.4893 | 0.4372 | -1.1677 | 2.6662
Variable operating costs | 548.8339 | 603.5231 | 552.3484 | 471.4721 | 529.724 | 497.0089 | 496.7363 | 518.7876 | 531.5303 | 490.6288 | 475.5863 | 0.063851 | -0.41736 | -0.64091 | 0.67931 | -1.106
Fuel costs | 8925.6336 | 12824.9356 | 14484.9785 | 8335.6572 | 11457.705 | 11903.0219 | 12865.4541 | 14781.2326 | 16561.3347 | 15347.8439 | 14911.4567 | 4.961 | -2.3172 | 1.1656 | 2.5574 | -1.0439
Taxes and subsidies | 553.331 | 321.0025 | 480.6347 | 1066.6925 | 2007.0864 | 2403.449 | 3311.6489 | 3821.8053 | 3668.473 | 4341.0963 | 4620.2698 | -1.3986 | 15.3653 | 5.1351 | 1.0285 | 2.3336
of which for Electricity only power plants Generation | 15327.8118 | 19993.2219 | 22900.4663 | 16048.1258 | 18996.8473 | 20617.1425 | 20941.4042 | 20355.5593 | 22187.9095 | 24562.9096 | 25681.5252 | 4.0966 | -1.8515 | 0.97932 | 0.57987 | 1.473
Annual capital costs | 5835.4549 | 6864.7472 | 8555.3311 | 9000.483 | 9064.9392 | 9535.5679 | 8536.1335 | 5089.5758 | 5832.2168 | 7043.9332 | 7818.6826 | 3.9002 | 0.58027 | -0.59926 | -3.7375 | 2.9746
Fixed operating costs | 1271.1681 | 1616.6901 | 2120.684 | 2960.9232 | 3698.7646 | 3633.2555 | 3985.0321 | 4120.255 | 3564.7014 | 4165.0714 | 4841.952 | 5.2513 | 5.7202 | 0.74825 | -1.1085 | 3.1097
Variable operating costs | 474.3889 | 537.1772 | 496.2566 | 265.786 | 300.6947 | 322.0907 | 322.9826 | 345.4052 | 350.6229 | 336.0305 | 315.1322 | 0.45167 | -4.8865 | 0.71759 | 0.82451 | -1.0615
Fuel costs | 7384.9137 | 10772.195 | 11469.3522 | 3182.8671 | 4578.1199 | 5657.8794 | 6082.9227 | 8255.7477 | 10039.649 | 9956.5138 | 9510.3785 | 4.5007 | -8.7748 | 2.8827 | 5.1382 | -0.54012
Taxes and subsidies | 361.8863 | 202.4125 | 258.8423 | 638.0665 | 1354.3289 | 1468.349 | 2014.3333 | 2544.5757 | 2400.7194 | 3061.3608 | 3195.3799 | -3.2956 | 17.9964 | 4.0497 | 1.7703 | 2.9006
of which for CHP Generation | 2376.7366 | 2821.2034 | 4008.1668 | 8842.5051 | 10615.2053 | 10248.6526 | 10793.1253 | 10179.2363 | 9942.8826 | 8265.6285 | 8141.2054 | 5.365 | 10.2296 | 0.16636 | -0.81717 | -1.9793
Annual capital costs | 341.4885 | 320.5943 | 388.5813 | 1932.6437 | 1964.2915 | 2011.2919 | 1731.6554 | 1493.9075 | 1275.4917 | 718.5141 | 452.2299 | 1.3003 | 17.5905 | -1.2526 | -3.0112 | -9.8495
Fixed operating costs | 228.6384 | 262.9326 | 326.075 | 1122.7592 | 889.5419 | 882.2001 | 807.8693 | 709.2318 | 697.0442 | 721.4505 | 702.5533 | 3.6136 | 10.5567 | -0.95844 | -1.4647 | 0.078755
Variable operating costs | 74.445 | 66.3459 | 56.0917 | 205.6861 | 229.0293 | 174.9182 | 173.7537 | 173.3825 | 180.9074 | 154.5983 | 160.4541 | -2.791 | 15.1063 | -2.7243 | 0.40428 | -1.1926
Fuel costs | 1540.7199 | 2052.7407 | 3015.6263 | 5152.7901 | 6879.585 | 6245.1425 | 6782.5313 | 6525.4849 | 6521.6857 | 5391.3302 | 5401.0782 | 6.9462 | 8.5972 | -0.14198 | -0.39141 | -1.8677
Taxes and subsidies | 191.4447 | 118.59 | 221.7924 | 428.626 | 652.7576 | 935.0999 | 1297.3156 | 1277.2296 | 1267.7536 | 1279.7355 | 1424.8899 | 1.4823 | 11.3988 | 7.1098 | -0.23024 | 1.1753
Expenditures for Steam Boilers Generation (2) | 1893.9433 | 1653.3543 | 1057.911 | 753.578 | 782.6464 | 641.789 | 529.0937 | 459.7625 | 427.3162 | 412.5037 | 367.8206 | -5.6573 | -2.9687 | -3.8395 | -2.1138 | -1.4881
Annual capital costs | 129.9864 | 275.7613 | 230.0491 | 98.6437 | 81.7858 | 23.9008 | 41.0792 | 61.707 | 60.3604 | 70.0309 | 73.0502 | 5.8747 | -9.8251 | -6.6543 | 3.9233 | 1.9265
Fixed operating costs | 38.4695 | 45.6538 | 50.2878 | 17.4084 | 18.2299 | 17.3379 | 13.8256 | 6.0351 | 8.3562 | 9.2548 | 9.4724 | 2.7152 | -9.6492 | -2.7275 | -4.9105 | 1.2617
Variable operating costs | 26.8871 | 19.8079 | 11.4556 | 7.3193 | 6.852 | 6.3798 | 5.6034 | 5.8239 | 5.5432 | 6.7617 | 7.6515 | -8.1779 | -5.0095 | -1.9916 | -0.10793 | 3.2757
Fuel costs | 1609.973 | 1250.3527 | 725.5711 | 604.4085 | 656.6581 | 573.2299 | 456.829 | 378.7829 | 347.3748 | 322.8529 | 276.3342 | -7.6608 | -0.99299 | -3.5635 | -2.7019 | -2.262
Taxes and subsidies | 88.6273 | 61.7786 | 40.5473 | 25.7982 | 19.1207 | 20.9407 | 11.7565 | 7.4136 | 5.6815 | 3.6034 | 1.3123 | -7.5218 | -7.2414 | -4.7473 | -7.0138 | -13.6315
Average production costs (1) (Euro'13 per MWhe+MWhth) | 64.7323 | 75.3809 | 90.3827 | 89.9409 | 93.8388 | 98.8859 | 101.1554 | 95.0669 | 93.5488 | 93.8155 | 95.0498 | 3.3943 | 0.37596 | 0.75362 | -0.7787 | 0.1593
Fixed costs (Capital & fixed operating costs) | 19.3952 | 21.9286 | 28.6195 | 38.4421 | 37.2752 | 38.5544 | 35.936 | 26.0359 | 24.3707 | 25.9299 | 27.2926 | 3.9673 | 2.6776 | -0.36521 | -3.8091 | 1.1388
Variable costs (Variable operating & fuel costs) | 29.057 | 35.2333 | 39.9597 | 26.702 | 34.8078 | 36.8796 | 40.7679 | 44.2534 | 44.9992 | 41.7885 | 39.8504 | 3.2374 | -1.3708 | 1.5931 | 0.99237 | -1.2078
Other Costs (Transmission & distribution, net imports, etc.) | 16.2801 | 18.219 | 21.8036 | 24.7968 | 21.7558 | 23.4519 | 24.4514 | 24.7776 | 24.1789 | 26.0971 | 27.9068 | 2.9644 | -0.021929 | 1.1749 | -0.11204 | 1.4443
in Power Generation (3) (Euro'13 per MWhe+MWhth) | 51.0925 | 58.187 | 68.9112 | 65.6694 | 72.5528 | 75.9628 | 77.0685 | 70.4302 | 69.4672 | 67.8039 | 67.2716 | 3.037 | 0.51628 | 0.60563 | -1.033 | -0.32064
Fixed costs (Capital & fixed operating costs) | 22.1539 | 23.1197 | 29.1708 | 39.6191 | 38.2647 | 39.5304 | 36.5755 | 26.3247 | 24.5809 | 26.1251 | 27.4781 | 2.7898 | 2.7508 | -0.45049 | -3.8961 | 1.1204
Variable costs (Variable operating & fuel costs) | 28.9386 | 35.0673 | 39.7405 | 26.0503 | 34.2881 | 36.4323 | 40.4931 | 44.1056 | 44.8863 | 41.6788 | 39.7935 | 3.2228 | -1.4649 | 1.6772 | 1.0353 | -1.1971
in Steam Boilers Generation (2) (Euro'13 per MWhth) | 32.6702 | 45.9835 | 61.0905 | 51.5288 | 57.8974 | 56.5165 | 59.7514 | 62.0409 | 62.7622 | 61.5472 | 57.0988 | 6.459 | -0.53539 | 0.31569 | 0.49282 | -0.94124
Fixed costs (Capital & fixed operating costs) | 2.9058 | 8.9393 | 16.1884 | 7.9355 | 7.3988 | 3.6315 | 6.2005 | 9.1412 | 10.0928 | 11.8297 | 12.8104 | 18.739 | -7.5311 | -1.7514 | 4.9926 | 2.4131
Variable costs (Variable operating & fuel costs) | 29.7643 | 37.0442 | 44.902 | 43.5933 | 50.4986 | 52.885 | 53.5509 | 52.8997 | 52.6694 | 49.7175 | 44.2884 | 4.1974 | 1.1816 | 0.58859 | -0.16584 | -1.7182
Investment expenditure (4) (in MEuro'13-for 5 years period) |  | 19912.534 | 31001.3335 | 38079.7184 | 3966.8223 | 10251.9246 | 5837.662 | 9663.8154 | 16072.5527 | 19672.3081 | 14854.0376 | 0 | -18.5847 | 3.9393 | 10.6585 | -0.78531
in Power plants (incl. CHP) |  | 19795.3666 | 30907.3314 | 38015.4372 | 3921.0214 | 10162.2984 | 5736.8024 | 9502.7943 | 16050.6412 | 19506.8254 | 14702.2411 | 0 | -18.6545 | 3.8788 | 10.8364 | -0.87365
Electricity only power plants |  | 19208.7757 | 29235.8484 | 32199.1039 | 2324.9896 | 8690.719 | 5563.9104 | 8933.3825 | 13867.5393 | 19030.241 | 13559.8398 | 0 | -22.3663 | 9.1179 | 9.5625 | -0.22413
CHP power plants |  | 586.5909 | 1671.483 | 5816.3333 | 1596.0318 | 1471.5793 | 172.892 | 569.4118 | 2183.1019 | 476.5844 | 1142.4012 | 0 | -0.46084 | -19.9294 | 28.8635 | -6.2709
by plant type
Nuclear |  | 0 | 0 | 0 | 0 | 0 | 0 | 0 | 0 | 0 | 0 | 0 | 0 | 0 | 0 | 0
Renewable energy |  | 3550.6791 | 12219.6155 | 29672.7316 | 1777.4905 | 8703.7767 | 5579.3215 | 1973.7838 | 5528.3937 | 18794.1836 | 13719.1717 | 0 | -17.534 | 12.1185 | -0.091657 | 9.5148
Hydro (pumping excluded) |  | 1884.6782 | 1571.847 | 3169.6493 | 725.9174 | 0 | 313.2287 | 631.4326 | 501.2758 | 246.8208 | 146.7006 | 0 | -7.4348 | -8.0615 | 4.8145 | -11.5627
Wind |  | 1612.4748 | 5760.0436 | 4396.369 | 19.7623 | 6624.4776 | 4195.9471 | 531.3328 | 3557.5021 | 4504.8833 | 9009.2169 | 0 | -43.3055 | 70.8831 | -1.6371 | 9.7373
Solar |  | 53.5261 | 4887.7249 | 22106.7134 | 1031.8108 | 2079.299 | 1070.1457 | 811.0184 | 1469.6157 | 14042.4795 | 4563.2542 | 0 | -14.4048 | 0.36546 | 3.2229 | 11.9972
Other renewables (tidal etc.) |  | 0 | 0 | 0 | 0 | 0 | 0 | 0 | 0 | 0 | 0 | 0 | 0 | 0 | 0 | 0
Thermal |  | 16244.6874 | 18687.716 | 8342.7056 | 2143.5309 | 1458.5217 | 157.4809 | 7529.0105 | 10522.2475 | 712.6419 | 983.0693 | 0 | -19.4701 | -22.9789 | 52.2257 | -21.1053
Solids fired |  | 500.48 | 2914.56 | 0 | 131.8781 | 0 | 0 | 0 | 0 | 0 | 0 | 0 | -26.623 | -100 | 0 | 0
Oil fired |  | 977.2899 | 8.9296 | 3.681 | 54.5621 | 61.5603 | 21.2089 | 131.9742 | 26.2528 | 4.1206 | 2.1944 | 0 | 19.8411 | -9.0165 | 2.1564 | -21.9785
Gas fired |  | 12790.6407 | 12802.7348 | 2100.0882 | 1222.5705 | 1333.9435 | 136.0701 | 7251.5176 | 9149.0138 | 519.176 | 209.0327 | 0 | -20.9327 | -19.7123 | 52.3215 | -31.4695
Biomass-waste fired |  | 1490.2768 | 2622.3415 | 5984.2363 | 734.5203 | 63.0179 | 0.20188 | 145.5187 | 1346.9809 | 189.3452 | 757.5922 | 0 | -11.9496 | -55.9539 | 141.2281 | -5.5923
Hydrogen plants |  | 0 | 0 | 0 | 0 | 0 | 0 | 0 | 0 | 0 | 0 | 0 | 0 | 0 | 0 | 0
Geothermal heat |  | 486 | 339.15 | 254.7 | 0 | 0 | 0 | 0 | 0 | 0 | 14.25 | 0 | -100 | 0 | 0 | 0
in Steam Boilers (2) |  | 117.1675 | 94.0021 | 64.2812 | 45.8009 | 89.6262 | 100.8597 | 161.0211 | 21.9115 | 165.4827 | 151.7966 | 0 | -6.9377 | 8.2142 | -14.1589 | 21.3554
Average effective investment expenditure (5) (Euro'13 per KW) |  | 887.9737 | 1065.0915 | 1301.9963 | 644.8273 | 965.5977 | 991.2056 | 508.7743 | 262.5529 | 532.6183 | 575.9979 | 0 | -4.8945 | 4.3932 | -12.4401 | 8.1734
in Power plants (incl. CHP) |  | 954.4804 | 1134.1388 | 1424.0936 | 1110.5234 | 1238.4449 | 1143.8658 | 538.2648 | 302.5424 | 566.8324 | 616.5865 | 0 | -0.2102 | 0.29626 | -12.453 | 7.3794
Electricity only power plants |  | 943.1641 | 1109.6894 | 1317.0701 | 1023.4813 | 1246.5853 | 1174.7549 | 520.5534 | 292.1205 | 576.4832 | 589.3305 | 0 | -0.80544 | 1.388 | -12.9915 | 7.2703
CHP power plants |  | 1572.1995 | 1845.2469 | 2588.5406 | 1267.5585 | 1192.4579 | 619.5853 | 1154.5724 | 391.1981 | 339.7325 | 1367.0265 | 0 | -3.6856 | -6.9078 | -4.4942 | 13.3282
by plant type
Nuclear |  | 0 | 0 | 0 | 0 | 0 | 0 | 0 | 0 | 0 | 0
Renewable energy |  | 1838.3442 | 1573.0524 | 1422.7973 | 1193.0404 | 1260.993 | 1187.3916 | 326.9052 | 226.3496 | 603.1852 | 625.0057 | 0 | -2.7272 | -0.047449 | -15.2736 | 10.6905
Hydro (pumping excluded) |  | 2917.4585 | 2982.6318 | 1669.9944 | 2450 | 0 | 2400 | 2375 | 2350 | 2325 | 2300 | 0 | -1.948 | -0.20598 | -0.21031 | -0.21483
Wind |  | 1267.6689 | 1384.9588 | 1388.2686 | 800.6532 | 1679.556 | 1395.0333 | 344.836 | 502.0485 | 583.7063 | 1088.1644 | 0 | -5.3325 | 5.7095 | -9.7149 | 8.0426
Solar |  | 3978.1594 | 1585.8465 | 1400.0092 | 882.7139 | 702.9086 | 685.7635 | 191.6806 | 85.8177 | 601.7944 | 335.3506 | 0 | -5.6904 | -2.4931 | -18.7655 | 14.602
Other renewables (tidal etc.) |  | 0 | 0 | 0 | 0 | 0 | 0 | 0 | 0 | 0 | 0 | 0 | 0 | 0 | 0 | 0
Thermal |  | 863.7133 | 959.1455 | 1428.7234 | 1050.285 | 1119.0361 | 497.616 | 648.1189 | 367.5458 | 218.9031 | 519.0174 | 0 | 0.91187 | -7.1977 | -2.9844 | 3.5111
Solids fired |  | 1600 | 1600 | 0 | 1653.2523 | 0 | 0 | 0 | 0 | 0 | 0 | 0 | 0.32794 | -100 | 0 | 0
Oil fired |  | 878.6357 | 108.1252 | 948.7179 | 200 | 444.8428 | 200 | 332.287 | 1206.1972 | 626.6654 | 1439.9461 | 0 | 6.3433 | 0 | 19.6848 | 1.7871
Gas fired |  | 758.5773 | 770.9616 | 772.8321 | 1165.8741 | 1201.8827 | 649.1319 | 652.1006 | 328.4028 | 178.4865 | 402.0704 | 0 | 4.2226 | -5.6877 | -6.587 | 2.0445
Biomass-waste fired |  | 3382.9464 | 2899.7361 | 1947.3597 | 1148.2353 | 1143.5294 | 250 | 1465.4707 | 1801.9547 | 556.6217 | 575.817 | 0 | -8.8478 | -14.14 | 21.8373 | -10.7817
Hydrogen plants |  | 0 | 0 | 0 | 0 | 0 | 0 | 0 | 0 | 0 | 0 | 0 | 0 | 0 | 0 | 0
Geothermal heat |  | 6000 | 5950 | 5660 | 0 | 0 | 0 | 0 | 0 | 0 | 250 | 0 | -100 | 0 | 0 | 0
in Steam Boilers (2) |  | 148.5775 | 645.881 | 301.6775 | 217.1273 | 328.7491 | 287.6782 | 331.9826 | 105.0204 | 801.7262 | 591.0684 | 0 | -10.3281 | 2.8535 | -9.5858 | 18.8602
Decomposition of electricity generation costs and prices (6)
Total Electricity Sales (in GWh) |  | 309786.0465 | 309825.5814 | 300889.6859 | 310965.4116 | 312884.3094 | 320408.2154 | 342539.6864 | 366535.1663 | 385513.6416 | 403459.9667 | 0 | 0.036729 | 0.29959 | 1.3541 | 0.96445
Average cost of electricity generation (Euro'13 per MWhe) |  | 73.6457 | 86.8509 | 82.7234 | 95.2262 | 98.6492 | 99.0441 | 89.1424 | 87.6609 | 85.1553 | 83.8317 | 0 | 0.92487 | 0.39387 | -1.2135 | -0.44565
Annual capital cost |  | 23.1945 | 28.8676 | 36.336 | 35.4677 | 36.9046 | 32.046 | 19.2196 | 19.3916 | 20.1353 | 20.5 | 0 | 2.0804 | -1.0094 | -4.8992 | 0.55737
Fixed O&M cost |  | 6.0675 | 7.8972 | 13.572 | 14.755 | 14.4317 | 14.9587 | 14.0991 | 11.6271 | 12.6754 | 13.7424 | 0 | 6.4502 | 0.1372 | -2.4881 | 1.6855
Variable non fuel cost (7) |  | 1.9482 | 1.7828 | 1.5669 | 1.7035 | 1.5885 | 1.5503 | 1.5145 | 1.4501 | 1.2727 | 1.1788 | 0 | -0.45392 | -0.93769 | -0.66575 | -2.0506
Fuel cost |  | 41.3993 | 46.752 | 27.7034 | 36.8456 | 38.0429 | 40.1533 | 43.1519 | 45.1835 | 39.8114 | 36.9589 | 0 | -2.3531 | 0.8634 | 1.1873 | -1.9892
Tax on fuels and ETS auction payments |  | 1.0362 | 1.5513 | 3.5451 | 6.4544 | 7.6816 | 10.3357 | 11.1573 | 10.0085 | 11.2606 | 11.4516 | 0 | 15.3229 | 4.8211 | -0.32118 | 1.3561
Additional supply costs (Euro'13 per MWhe) |  | 24.2792 | 27.9033 | 31.8695 | 28.9105 | 30.7111 | 31.5144 | 31.3647 | 30.4513 | 32.7495 | 34.7602 | 0 | 0.35523 | 0.86614 | -0.34258 | 1.3323
Transmission, distribution and sales costs |  | 18.1926 | 19.9734 | 22.92 | 22.9766 | 24.184 | 25.2181 | 25.4151 | 25.5923 | 28.4455 | 30.249 | 0 | 1.4106 | 0.9352 | 0.14741 | 1.6858
Other costs |  | 6.0867 | 7.9298 | 8.9495 | 5.9339 | 6.527 | 6.2963 | 5.9496 | 4.8589 | 4.3041 | 4.5112 | 0 | -2.8579 | 0.59461 | -2.5581 | -0.73982
Estimation of RES supporting costs passed on to consumers (8) |  | 0 | 0 | 20.0043 | 18.7597 | 17.1268 | 15.005 | 3.4516 | 0 | 0 | 0
Average price of electricity (pre-tax) (Euro'13 per MWhe) |  | 116.4052 | 132.8105 | 130.0052 | 134.964 | 142.319 | 146.2158 | 149.7313 | 151.5032 | 149.7543 | 146.7703 | 0 | 0.16098 | 0.80397 | 0.35586 | -0.31688
Excise tax and VAT on electricity (Euro'13 per MWhe) |  | 10.1033 | 14.8059 | 16.832 | 17.2875 | 18.0201 | 18.6397 | 18.9741 | 19.2579 | 19.6124 | 20.1383 | 0 | 1.5617 | 0.75592 | 0.32683 | 0.44804
Average price of electricity (after tax) (Euro'13 per MWhe) |  | 126.5084 | 147.6164 | 146.8372 | 152.2515 | 160.3391 | 164.8554 | 168.7054 | 170.7611 | 169.3667 | 166.9086 | 0 | 0.30965 | 0.79852 | 0.35258 | -0.22793
| 0 | 0 | 0 | 0 | 0 | 0 | 0 | 0 | 0 | 0 | 0 | 0 | 0 | 0 | 0 | 0
(1)Total (and average) costs include all costs related to electricity and steam generation in power plants (including the costs of energy consumed for On Site CHP steam generation), in district heating plants as well as in industrial and refinery boilers; they also include costs for transmission, distribution and net electricity imports
(2) including steam generation in district heating plants as well as in industrial and refinery boilers
(3) including steam generation in CHP power plants
(4) including investment in electricity and steam generation power plants, district heating plants as well as in industrial and refinery boilers.
(5) all types investment included: extension of lifetime, refurbishment, new plants construction
(6) average costs and prices calculated with respect to total electricity sales
(7) includes costs for CO2 storage were applicable
(8) extra costs due to renewable recovery which are passed on to consumers
Source: PRIMES

## pg-indicators
Italy:Reference scenario(REF2015f) | [15 empty] | POWER GENERATION INDICATORS
| 2000 | 2005 | 2010 | 2015 | 2020 | 2025 | 2030 | 2035 | 2040 | 2045 | 2050 | '00-'10 | '10-'20 | '20-'30 | '30-'40 | '40-'50
Annual % Change
Capacity indicators
Demand side load factor (1) (%)
Electricity | 68.2009 | 68.3593 | 65.1217 | 59.3469 | 59.3142 | 59.2177 | 58.7472 | 58.4525 | 58.2576 | 58.1695 | 58.1275 | -0.46093 | -0.92975 | -0.095996 | -0.083659 | -0.022347
Steam | 81.7047 | 81.389 | 80.1582 | 76.9493 | 77.1619 | 77.0783 | 76.97 | 76.8564 | 76.9959 | 77.0555 | 77.0635 | -0.19091 | -0.38023 | -0.024901 | 0.0033656 | 0.0087753
System Reserve margin (2) | 1.516 | 1.5611 | 1.8563 | 1.81 | 1.63 | 1.51 | 1.34 | 1.12 | 1.12 | 1.12 | 1.12 | 2.0458 | -1.2915 | -1.94 | -1.7774 | 0
Utilisation rate (3) of electric capacities (%)
Net capacity | 40.7573 | 39.0653 | 31.2835 | 24.8452 | 28.2251 | 28.9927 | 31.1766 | 35.8684 | 35.4619 | 31.2636 | 30.0258 | -2.6107 | -1.0235 | 0.9995 | 1.2963 | -1.6503
Utilisation rate (3) of steam capacities (%) | 75.08 | 72.6062 | 65.9085 | 38.0696 | 42.1719 | 36.7324 | 46.9735 | 59.3095 | 59.7524 | 44.7232 | 45.5784 | -1.2944 | -4.3669 | 1.0841 | 2.4354 | -2.6714
Overall efficiency of net electricity production (4) (%) | 41.6515 | 39.2378 | 41.6929 | 52.1338 | 51.513 | 55.0519 | 56.1126 | 58.4564 | 62.9279 | 66.4345 | 69.2598 | 0.0099418 | 2.1376 | 0.85893 | 1.1529 | 0.96337
Efficiency of net thermal electricity production (%) | 37.1809 | 35.8983 | 36.021 | 43.0097 | 43.1314 | 44.4436 | 44.6167 | 47.5998 | 52.2847 | 52.5501 | 53.2982 | -0.31643 | 1.8178 | 0.33914 | 1.5986 | 0.19216
Ratios for electricity and steam (%)
Net imports ratio (5) | 14.1104 | 14.2066 | 12.8772 | 13.7254 | 8.6515 | 9.2912 | 8.6889 | 6.8591 | 5.4614 | 4.701 | 4.4577 | -0.91035 | -3.8993 | 0.043177 | -4.5372 | -2.0104
excluding self consumption | 14.8556 | 14.874 | 13.3635 | 14.2681 | 9.0157 | 9.6188 | 8.9896 | 7.085 | 5.6004 | 4.8079 | 4.5464 | -1.0529 | -3.8592 | -0.02899 | -4.6221 | -2.0633
Electricity losses ratio (6) | 6.1101 | 5.9613 | 5.9983 | 6.3639 | 6.2157 | 6.1463 | 6.1185 | 6.0744 | 6.0326 | 5.9261 | 5.7962 | -0.18461 | 0.3567 | -0.15752 | -0.14129 | -0.39894
excluding self consumption | 6.4328 | 6.2413 | 6.2248 | 6.6156 | 6.4774 | 6.3629 | 6.3302 | 6.2744 | 6.186 | 6.0609 | 5.9116 | -0.32821 | 0.39855 | -0.22954 | -0.2301 | -0.45277
Self consumption ratio (7) | 4.9077 | 4.3707 | 3.7644 | 4.0062 | 4.0428 | 3.3686 | 3.2802 | 3.0474 | 2.2515 | 1.9623 | 1.6726 | -2.6172 | 0.71592 | -2.0685 | -3.6934 | -2.9283
Shares in net electricity generation
Thermal generation (incl. biomass-waste, geothermal heat) | 82.7817 | 86.6285 | 78.6117 | 69.1396 | 71.2686 | 65.1855 | 62.8812 | 64.4234 | 64.4053 | 55.8098 | 50.51 | -0.51553 | -0.97585 | -1.2443 | 0.23977 | -2.401
Carbon free generation | 19.6325 | 17.139 | 26.863 | 39.0953 | 37.1157 | 44.1132 | 46.5436 | 44.9882 | 44.0281 | 51.5713 | 56.8251 | 3.1853 | 3.2858 | 2.2893 | -0.55407 | 2.5843
Nuclear energy | 0 | 0 | 0 | 0 | 0 | 0 | 0 | 0 | 0 | 0 | 0 | 0 | 0 | 0 | 0 | 0
Hydro and Intermittent Renewables | 17.2183 | 13.3715 | 21.3883 | 30.8604 | 28.7314 | 34.8145 | 37.1188 | 35.5766 | 35.5947 | 44.1902 | 49.49 | 2.1924 | 2.9954 | 2.5944 | -0.41839 | 3.3507
Biomass-waste, geothermal heat | 2.4142 | 3.7675 | 5.4747 | 8.2349 | 8.3843 | 9.2987 | 9.4248 | 9.4115 | 8.4334 | 7.3811 | 7.3351 | 8.5321 | 4.3545 | 1.1767 | -1.1053 | -1.3856
Electricity from CHP | 8.7268 | 9.6479 | 12.0702 | 14.5606 | 14.8196 | 11.1002 | 10.7229 | 9.238 | 8.4881 | 6.5286 | 6.2862 | 3.2966 | 2.0733 | -3.1839 | -2.3101 | -2.9585
Generation in new plants
Electricity | 0 | 20.7443 | 61.8218 | 67.0353 | 71.0513 | 78.8636 | 80.2425 | 82.3145 | 89.1284 | 89.7193 | 90.0149 | 0 | 1.4012 | 1.2239 | 1.0558 | 0.09902
Steam | 0 | 0.0082042 | 0.022815 | 61.8923 | 80.2888 | 89.9161 | 94.7107 | 96.5027 | 98.0079 | 99.8873 | 100 | 0 | 126.2786 | 1.6657 | 0.34279 | 0.20142
CHP indicators
Net Electricity to steam capacity ratio | 0.50549 | 0.41609 | 0.52992 | 0.59137 | 0.61682 | 0.57173 | 0.6022 | 0.61461 | 0.63746 | 0.56153 | 0.56806 | 0.47308 | 1.5302 | -0.23967 | 0.57069 | -1.1461
Net Electricity to steam generation ratio | 0.24938 | 0.25306 | 0.33708 | 0.39741 | 0.43107 | 0.32641 | 0.33777 | 0.33991 | 0.34049 | 0.27818 | 0.28099 | 3.0593 | 2.4898 | -2.4095 | 0.080145 | -1.9022
Emissions (8)
CO2 emissions (in kt CO2) | 163180.2489 | 175798.9544 | 146725.2026 | 116370.2233 | 128315.4786 | 102213.0045 | 97251.483 | 90004.755 | 73527.9022 | 64503.1028 | 54718.4802 | -1.0573 | -1.3317 | -2.7339 | -2.7576 | -2.9114
Thermal power plants | 147613.5662 | 165847.0684 | 142423.938 | 114325.8694 | 126513.5544 | 100865.6451 | 96506.9033 | 89612.8242 | 73234.7587 | 64356.4355 | 54700.6924 | -0.35726 | -1.1776 | -2.671 | -2.7217 | -2.8758
of which for On Site CHP steam generation | 10468.0095 | 7349.1609 | 6565.7475 | 7458.7331 | 5032.5891 | 3041.2895 | 2589.7054 | 2422.215 | 2304.7677 | 2248.1459 | 2281.0201 | -4.5575 | -2.6243 | -6.428 | -1.1589 | -0.10352
District heating units | 0 | 0 | 0 | 0 | 90.8301 | 87.6962 | 43.01 | 23.9728 | 0 | 0 | 0 | 0 | 0 | -7.203 | -100 | 0
Industrial boilers | 15465.6656 | 9582.5666 | 3988.6968 | 1999.6079 | 1711.0941 | 1259.6632 | 701.5698 | 367.958 | 293.1435 | 146.6673 | 17.7878 | -12.6735 | -8.1151 | -8.5298 | -8.3567 | -24.4378
Refinery boilers | 101.0171 | 369.3195 | 312.5678 | 44.746 | 0 | 0 | 0 | 0 | 0 | 0 | 0 | 11.958 | -100 | 0 | 0 | 0
CO2 emissions captured (in kt CO2) | 0 | 0 | 0 | 0 | 0 | 0 | 0 | 0 | 0 | 0 | 0 | 0 | 0 | 0 | 0 | 0
Carbon intensity
Power generation (per MWhe+MWhth) | 0.42599 | 0.42298 | 0.36474 | 0.30163 | 0.30997 | 0.24824 | 0.23437 | 0.2067 | 0.15833 | 0.13292 | 0.1088 | -1.5403 | -1.6138 | -2.7571 | -3.846 | -3.6828
Thermal power plants (per MWhe+MWhth) | 0.48827 | 0.46832 | 0.43292 | 0.38963 | 0.39427 | 0.33536 | 0.32631 | 0.28698 | 0.22142 | 0.20701 | 0.18268 | -1.1959 | -0.93075 | -1.8742 | -3.8034 | -1.9052
District heating units (per MWhth) | 0 | 0 | 0 | 0 | 0.097338 | 0.10192 | 0.056486 | 0.035983 | 0 | 0 | 0 | 0 | 0 | -5.2966 | -100 | 0
Industrial boilers (per MWhth) | 0.26843 | 0.27682 | 0.25945 | 0.14805 | 0.13597 | 0.12002 | 0.086683 | 0.054557 | 0.047183 | 0.023812 | 0.0029859 | -0.33961 | -6.2573 | -4.4017 | -5.901 | -24.1198
Refinery boilers (per MWhth) | 0.28357 | 0.27574 | 0.27031 | 0.38049 | 0 | 0 | 0 | 0 | 0 | 0 | 0 | -0.47774 | -100 | 0 | 0 | 0
Emissions index (2000=1)
CO2 emissions | 1 | 1.0773 | 0.89916 | 0.71314 | 0.78634 | 0.62638 | 0.59598 | 0.55157 | 0.45059 | 0.39529 | 0.33533 | -1.0573 | -1.3317 | -2.7339 | -2.7576 | -2.9114
SO2 emissions (9) | 1 | 0.89487 | 0.34965 | 0.43738 | 0.46917 | 0.32626 | 0.31614 | 0.2619 | 0.18884 | 0.14838 | 0.14631 | -9.9749 | 2.9839 | -3.871 | -5.0222 | -2.5195
NOx emissions (9) | 1 | 0.69671 | 0.25339 | 0.14451 | 0.19163 | 0.2171 | 0.21561 | 0.39275 | 0.52435 | 0.52418 | 0.56846 | -12.8276 | -2.755 | 1.1859 | 9.2938 | 0.811
Other indicators
Electricity per capita (KWh per capita)
Production | 4742.1695 | 5129.0068 | 5047.6817 | 4733.5474 | 5099.8949 | 4971.3676 | 5031.2199 | 5381.8569 | 5713.2447 | 5977.3265 | 6232.5331 | 0.6263 | 0.10296 | -0.13548 | 1.2794 | 0.87375
Final demand | 4794.5805 | 5197.8523 | 5055.878 | 4816.6512 | 4901.8539 | 4851.9913 | 4883.9458 | 5138.7033 | 5417.1853 | 5640.8212 | 5888.8656 | 0.53206 | -0.3089 | -0.036593 | 1.0416 | 0.83836
Distributed steam per capita (KWh per capita)
Production | 397.6897 | 926.4794 | 963.4697 | 1000.065 | 1015.1443 | 1000.6922 | 978.0943 | 929.8451 | 935.905 | 910.8737 | 911.2003 | 9.252 | 0.52382 | -0.37111 | -0.43995 | -0.26715
Final demand | 397.6897 | 926.4794 | 963.4697 | 996.9364 | 1012.1331 | 997.8415 | 975.4688 | 927.4641 | 933.6584 | 908.749 | 909.1788 | 9.252 | 0.49396 | -0.36829 | -0.43712 | -0.26534
Generation per unit of GDP (in MWh/MEuro'13)
Electricity | 172.5751 | 180.7114 | 184.1969 | 184.6622 | 188.9693 | 176.6703 | 171.4768 | 173.2241 | 172.6507 | 169.4073 | 163.4456 | 0.65385 | 0.25612 | -0.96666 | 0.068246 | -0.5464
Distributed steam | 57.4267 | 65.8839 | 63.9592 | 65.5863 | 62.896 | 58.5408 | 53.0553 | 45.9713 | 42.3428 | 39.2078 | 36.1426 | 1.0832 | -0.16748 | -1.6871 | -2.2301 | -1.5708
(1) demand side load factor = demand/(peak load x 8760hours)
(2) Ratio of confirmed capacity to peak load, where confirmed capacity is calculated by applying capacity credit factors per technology; the capacity credit factors for variable RES are below average annual availability of the corresponding RES resource, in conformity with system reliability and security of supply principles.
(3) utilisation rate = generation/(installed capacity x 8760hours)
(4) including nuclear, hydro, wind, etc.
(5) ratio of imports to electricity supply (in %)
(6) ratio of electricity transmission and distribution losses to electricity supply (in %)
(7) ratio of own consumption to electricity supply (in %)
(8) For total electricity and steam generation, i.e. including On Site CHP steam generation as well as industrial and refinery boilers
(9) The SO2 and NOx indicators relate to gross emissions following electricity and steam production and may not include additional end of pipe technology beyond the requirements of current legislation.
Source: PRIMES

## Explanation
(A) The total output of heat/steam from CHP can be higher than quantities shown here because these only include distributed heat/steam produced by CHP following EUROSTAT convention, according to which fuel consumption corresponding to on site steam/heat produced from CHP is accounted for in the final demand statistics as consumption of individual fuels and not as steam/heat, even if the fuel is in reality used in industrial CHP.
(B) PRIMES does not report separately on industrial waste. In order to ensure a consistent breakdown of supply and demand quanties, industrial waste is shown as part of total waste and of renewables. Given that only biodegradable waste counts towards the renewables targets, the indicators on the share of RES in gross final energy demand have been adjusted to exclude industrial waste. RES indicators have been calculated on the basis of the methodology developed by EUROSTAT, i.e. taking into account normalised hydro and wind production, increased weight for renewable electricity in road transport and aviation cap for gross final energy demand.
(C) For calculation of the RES-E and total RES in gross final energy consumption ratios, energy losses corresponding to hydrogen production from RES, which is stored and later converted back into electricity are excluded from gross electricity consumption and gross final energy consumption.
(D) Power generation includes electricity produced using hydrogen that has been derived from RES for storage purposes; it includes therefore both all the direct production of electricity from RES, which is partly used for transformation into hydrogen for storage purposes, and the indirect production of RES based electricity from that hydrogen; total electricity generation and fuel share numbers are therefore different from those shown in other sheets following a different concept.
Disclaimer: Energy and transport statistics reported in this publication and used for the modelling are mainly based on EUROSTAT and on the publications “EU Energy in Figures” of the Directorate General for Energy and “EU Transport in Figures” of the Directorate General for Mobility and Transport. Energy and transport statistical concepts have developed differently in the past according to their individual purposes. Energy demand in transport reflects usually sales of fuels at the point of refuelling, which can differ from the region of consumption. These differences should be borne in mind when comparing energy and transport figures. This applies in particular to transport activity ratios, such as energy efficiency in freight or passenger transport, which are measured in tonnes of oil equivalent per million tonne-km and in tonnes of oil equivalent per million passenger-km, respectively. For modelling purposes, some assumptions had to be made for calculating air and maritime transport performance and allocating it by MS. The transport volumes (number of passengers and tonnes) and distance matrices have been used for this purpose. By assumption, 50% of the calculated transport performance is allocated to the origin country and 50% to the destination country. The same “50%-50%” principle allocation applies to the EFTA countries and the candidate countries. For the international extra-EU activity, where the corresponding partner is outside EU-28 and is not an EFTA or candidate country, 100% of transport performance is allocated to the declaring EU MS country. These assumptions are used only for modelling purposes and shall be considered as model estimates and not as official data.
Abbreviations
GIC: Gross Inland Consumption
CHP: combined heat and power
Geographical regions
EU27: EU15 Member States + NM12 Member States
EU15: EU15 Member States (Austria, Belgium, Denmark, Finland, France, Germany, Greece, Ireland, Italy, Luxembourg, The Netherlands, Portugal, Spain, Sweden, United Kingdom)
NM12: New Member States (Bulgaria, Cyprus, Czech Republic, Estonia, Hungary, Latvia, Lithuania, Malta, Poland, Romania, Slovakia, Slovenia)
Units
toe: tonne of oil equivalent, or 107 kilocalories, or 41.86 GJ (Gigajoule)
Mtoe: million toe
GW: Gigawatt or 109 watt
kWh: kilowatt-hour or 103 watt-hour
MWh: megawatt-hour or 106 watt-hour
TWh: Terawatt-hour or 1012 watt-hour
t: metric tonnes, or 1000 kilogrammes
Mt: Million metric tonnes
km: kilometre
pkm: passenger-kilometre (one passenger transported a distance of one kilometre)
tkm: tonne-kilometre (one tonne transported a distance of one kilometre)
Gpkm: Giga passenger-kilometre, or 109 passenger-kilometre
Gtkm: Giga tonne-kilometre, or 109 tonne-kilometre