## Cover
Lithuania:Reference scenario(REF2015f)
Detailed Analytical Results
Primes Ver. 4 Energy Model
E3M Lab
National Technical University of Athens
2016-07-14

## aggregate
Basic Results | [11 empty] | % change per annum
Lithuania:Reference scenario(REF2015f) | 2000 | 2005 | 2010 | 2015 | 2020 | 2025 | 2030 | 2035 | 2040 | 2045 | 2050 | 2000-2010 | 2010-2030 | 2030-2050
Total Primary Energy (Mtoe) | 7.0626 | 8.711 | 6.787 | 6.6512 | 6.5458 | 6.6472 | 7.3702 | 7.0961 | 7.2518 | 7.4289 | 7.4887 | -0.39725 | 0.41305 | 0.07975
GDP (in 000 M€13) | 18.8892 | 27.4817 | 28.9622 | 34.8492 | 39.9458 | 42.4072 | 42.752 | 43.4589 | 46.1337 | 49.3187 | 52.6091 | 4.3667 | 1.9662 | 1.0428
CO2 Emissions (Mt of CO2) | 10.2909 | 12.4388 | 12.2936 | 11.3866 | 10.6714 | 11.4184 | 9.3834 | 8.52 | 8.2081 | 7.9546 | 7.8258 | 1.7941 | -1.3416 | -0.90345
Energy Intensity (toe/M€13) | 373.8968 | 316.9741 | 234.3401 | 190.8561 | 163.8672 | 156.7458 | 172.3948 | 163.2821 | 157.1915 | 150.6299 | 142.3457 | -4.5646 | -1.5232 | -0.95307
Carbon Intensity of GDP (t of CO2/M€13) | 544.8065 | 452.6207 | 424.4714 | 326.7391 | 267.1474 | 269.2565 | 219.4832 | 196.048 | 177.9197 | 161.2897 | 148.7537 | -2.465 | -3.2441 | -1.9261
Carbon/Energy (t of CO2/toe of GIC) | 1.4571 | 1.4279 | 1.8113 | 1.712 | 1.6303 | 1.7178 | 1.2731 | 1.2007 | 1.1319 | 1.0708 | 1.045 | 2.2001 | -1.7475 | -0.98242
Indicators (1995 = 100) | [11 empty] | % change per annum
Lithuania:Reference scenario(REF2015f) | 2000 | 2005 | 2010 | 2015 | 2020 | 2025 | 2030 | 2035 | 2040 | 2045 | 2050 | 2000-2010 | 2010-2030 | 2030-2050
Total Primary Energy | 81.7487 | 100.8288 | 78.5587 | 76.9865 | 75.7669 | 76.94 | 85.3095 | 82.1361 | 83.9391 | 85.9882 | 86.6805 | -0.39725 | 0.41305 | 0.07975
GDP | 125.6214 | 182.7659 | 192.6115 | 231.7626 | 265.6575 | 282.0269 | 284.3202 | 289.0215 | 306.8099 | 327.9912 | 349.8739 | 4.3667 | 1.9662 | 1.0428
CO2 Emissions (1990=100) | 31.5274 | 38.1076 | 37.6628 | 34.884 | 32.693 | 34.9815 | 28.7469 | 26.1021 | 25.1464 | 24.3698 | 23.9752 | 1.7941 | -1.3416 | -0.90345
Energy Intensity | 65.0755 | 55.1682 | 40.7861 | 33.2179 | 28.5205 | 27.2811 | 30.0047 | 28.4187 | 27.3586 | 26.2166 | 24.7748 | -4.5646 | -1.5232 | -0.95307
Carbon/Energy | 93.1268 | 91.263 | 115.7673 | 109.4156 | 104.1941 | 109.7879 | 81.3694 | 76.7376 | 72.3401 | 68.4352 | 66.7894 | 2.2001 | -1.7475 | -0.98242
Energy Intensity Indicators (2000 = 100) | [11 empty] | % change per annum
Lithuania:Reference scenario(REF2015f) | 2000 | 2005 | 2010 | 2015 | 2020 | 2025 | 2030 | 2035 | 2040 | 2045 | 2050 | 2000-2010 | 2010-2030 | 2030-2050
Industry | 100 | 80.4801 | 65.9689 | 74.2692 | 69.0402 | 66.7122 | 61.7696 | 54.2709 | 51.5203 | 49.4887 | 47.4445 | -4.0745 | -0.32832 | -1.3106
Residential | 100 | 72.2357 | 76.0612 | 59.1423 | 49.2768 | 44.0987 | 40.0412 | 38.1652 | 35.6286 | 33.1507 | 30.8201 | -2.6992 | -3.1572 | -1.3002
Tertiary | 100 | 88.4027 | 87.3788 | 71.7884 | 64.4757 | 57.0633 | 52.7726 | 49.514 | 45.2889 | 43.1921 | 40.3717 | -1.3401 | -2.4898 | -1.3304
Transport | 100 | 93.2082 | 95.4134 | 82.5029 | 74.1646 | 69.9061 | 66.511 | 62.8442 | 59.4108 | 55.7412 | 52.7564 | -0.46841 | -1.7881 | -1.1517
Total Primary Energy (Mtoe) | [11 empty] | % change per annum
Lithuania:Reference scenario(REF2015f) | 2000 | 2005 | 2010 | 2015 | 2020 | 2025 | 2030 | 2035 | 2040 | 2045 | 2050 | 2000-2010 | 2010-2030 | 2030-2050
Solids | 0.0914 | 0.1852 | 0.2134 | 0.25385 | 0.1995 | 0.17405 | 0.14009 | 0.09518 | 0.058079 | 0.040536 | 0.030943 | 8.8491 | -2.0825 | -7.2725
Oil | 2.1245 | 2.7104 | 2.5022 | 2.4322 | 2.3679 | 2.3404 | 2.1868 | 2.0266 | 2.0054 | 1.9772 | 1.9712 | 1.6498 | -0.67139 | -0.51767
Natural gas | 2.0637 | 2.4765 | 2.4918 | 2.1217 | 2.082 | 2.4769 | 1.8452 | 1.7514 | 1.7136 | 1.6672 | 1.6445 | 1.9029 | -1.4908 | -0.57407
Nuclear | 2.2234 | 2.7126 | 0 | 0 | 0 | 0 | 2.0097 | 2.0097 | 2.0097 | 2.0097 | 2.0097 | -100 | 0 | 0
Electricity | -0.1149 | -0.2551 | 0.515 | 0.59405 | 0.56677 | 0.39267 | -0.11454 | -0.15616 | -0.18268 | -0.19456 | -0.29028 | 0 | 0 | 4.7595
Renewables | 0.6745 | 0.8814 | 1.0646 | 1.2494 | 1.3296 | 1.2631 | 1.3029 | 1.3693 | 1.6477 | 1.9288 | 2.1226 | 4.6696 | 1.0152 | 2.4701
Total Primary Energy | 7.0626 | 8.711 | 6.787 | 6.6512 | 6.5458 | 6.6472 | 7.3702 | 7.0961 | 7.2518 | 7.4289 | 7.4887 | -0.39725 | 0.41305 | 0.07975
Total Primary Energy in % | [11 empty] | % difference
Lithuania:Reference scenario(REF2015f) | 2000 | 2005 | 2010 | 2015 | 2020 | 2025 | 2030 | 2035 | 2040 | 2045 | 2050 | 2000-2010 | 2010-2030 | 2030-2050
Solids | 1.2941 | 2.126 | 3.1442 | 3.8167 | 3.0477 | 2.6184 | 1.9007 | 1.3413 | 0.80089 | 0.54565 | 0.4132 | 1.8501 | -1.2435 | -1.4875
Oil | 30.081 | 31.1147 | 36.8675 | 36.5678 | 36.175 | 35.2091 | 29.6707 | 28.56 | 27.6541 | 26.6149 | 26.3223 | 6.7866 | -7.1968 | -3.3485
Natural gas | 29.2201 | 28.4296 | 36.7143 | 31.8999 | 31.8065 | 37.2632 | 25.0363 | 24.6808 | 23.63 | 22.4421 | 21.9604 | 7.4942 | -11.678 | -3.076
Nuclear | 31.4813 | 31.1399 | 0 | 0 | 0 | 0 | 27.2681 | 28.3216 | 27.7133 | 27.0528 | 26.8368 | -31.4813 | 27.2681 | -0.43131
Electricity | -1.6269 | -2.9285 | 7.588 | 8.9316 | 8.6585 | 5.9074 | -1.5541 | -2.2006 | -2.5191 | -2.6189 | -3.8762 | 9.2149 | -9.1421 | -2.3222
Renewables | 9.5503 | 10.1182 | 15.6859 | 18.7841 | 20.3123 | 19.002 | 17.6782 | 19.2969 | 22.7208 | 25.9634 | 28.3436 | 6.1356 | 1.9923 | 10.6654
Primary Energy Supply (Mtoe) | [11 empty] | % change per annum
Lithuania:Reference scenario(REF2015f) | 2000 | 2005 | 2010 | 2015 | 2020 | 2025 | 2030 | 2035 | 2040 | 2045 | 2050 | 2000-2010 | 2010-2030 | 2030-2050
Production Oil&Gas | 0.3516 | 0.2674 | 0.1246 | 0.077348 | 0.076788 | 0.072975 | 0.068943 | 0.065064 | 0 | 0 | 0 | -9.8539 | -2.9158 | -100
Production Solids | 0.0118 | 0.0196 | 0.0087 | 0.018983 | 0.0070293 | 0.0075731 | 0.0080163 | 0.008465 | 0.0083263 | 0.0079907 | 0.0083098 | -3.0018 | -0.40837 | 0.17995
Production RES | 0.6818 | 0.8999 | 1.1846 | 1.2618 | 1.377 | 1.3084 | 1.3526 | 1.4208 | 1.6992 | 1.9799 | 2.1749 | 5.6797 | 0.66542 | 2.4032
Production Nuclear | 2.2234 | 2.7126 | 0 | 0 | 0 | 0 | 2.0097 | 2.0097 | 2.0097 | 2.0097 | 2.0097 | -100 | 0 | 0
Net Imports Oil&Gas | 4.2877 | 5.1141 | 5.0915 | 4.6376 | 4.5374 | 4.9098 | 4.1245 | 3.8682 | 3.8758 | 3.8009 | 3.772 | 1.7331 | -1.0476 | -0.44562
Net Imports Solids | 0.0799 | 0.1744 | 0.196 | 0.23487 | 0.19247 | 0.16647 | 0.13207 | 0.086715 | 0.049753 | 0.032545 | 0.022633 | 9.3883 | -1.9545 | -8.4418
Net Imports Electricity | -0.1149 | -0.2551 | 0.515 | 0.59405 | 0.56677 | 0.39267 | -0.11454 | -0.15616 | -0.18268 | -0.19456 | -0.29028 | 0 | 0 | 4.7595
Net Imports RES | -0.006 | -0.0075 | -0.1348 | -0.012444 | -0.047392 | -0.045286 | -0.049704 | -0.051482 | -0.051532 | -0.051114 | -0.052383 | 36.5067 | -4.8662 | 0.26285
Primary Energy Supply | 7.5153 | 8.9254 | 6.9856 | 6.8122 | 6.7101 | 6.8126 | 7.5316 | 7.2513 | 7.4086 | 7.5854 | 7.645 | -0.72824 | 0.377 | 0.074735
Primary Energy Production | 3.2686 | 3.8995 | 1.3179 | 1.3581 | 1.4608 | 1.3889 | 3.4393 | 3.5041 | 3.7173 | 3.9976 | 4.193 | -8.6829 | 4.913 | 0.99563
Primary Energy Supply in % | [11 empty] | % difference
Lithuania:Reference scenario(REF2015f) | 2000 | 2005 | 2010 | 2015 | 2020 | 2025 | 2030 | 2035 | 2040 | 2045 | 2050 | 2000-2010 | 2010-2030 | 2030-2050
Production Oil&Gas | 4.6785 | 2.9959 | 1.7837 | 1.1354 | 1.1444 | 1.0712 | 0.91538 | 0.89727 | 0 | 0 | 0 | -2.8948 | -0.86828 | -0.91538
Production Solids | 0.15701 | 0.2196 | 0.12454 | 0.27865 | 0.10476 | 0.11116 | 0.10644 | 0.11674 | 0.11239 | 0.10534 | 0.1087 | -0.032471 | -0.018106 | 0.0022606
Production RES | 9.0722 | 10.0825 | 16.9577 | 18.5228 | 20.5213 | 19.2053 | 17.9593 | 19.5938 | 22.9356 | 26.1014 | 28.4493 | 7.8856 | 1.0016 | 10.49
Production Nuclear | 29.585 | 30.3919 | 0 | 0 | 0 | 0 | 26.6838 | 27.7153 | 27.1268 | 26.4945 | 26.2881 | -29.585 | 26.6838 | -0.39573
Net Imports Oil&Gas | 57.0529 | 57.2983 | 72.8857 | 68.0776 | 67.6209 | 72.0694 | 54.7622 | 53.3446 | 52.315 | 50.1084 | 49.34 | 15.8327 | -18.1235 | -5.4222
Net Imports Solids | 1.0632 | 1.954 | 2.8058 | 3.4478 | 2.8683 | 2.4436 | 1.7536 | 1.1959 | 0.67156 | 0.42905 | 0.29606 | 1.7426 | -1.0522 | -1.4575
Net Imports Electricity | -1.5289 | -2.8581 | 7.3723 | 8.7204 | 8.4466 | 5.764 | -1.5208 | -2.1535 | -2.4658 | -2.5649 | -3.797 | 8.9012 | -8.8931 | -2.2762
Net Imports RES | -0.079837 | -0.08403 | -1.9297 | -0.18267 | -0.70629 | -0.66474 | -0.65993 | -0.70997 | -0.69556 | -0.67384 | -0.68519 | -1.8498 | 1.2698 | -0.025258
Total Import Dependence | 59.362 | 56.7732 | 81.8228 | 80.0631 | 78.2295 | 79.6123 | 54.335 | 51.677 | 49.8252 | 47.2987 | 45.1539 | 22.4607 | -27.4877 | -9.1811
Oil and gas import share in primary supply | 57.0529 | 57.2983 | 72.8857 | 68.0776 | 67.6209 | 72.0694 | 54.7622 | 53.3446 | 52.315 | 50.1084 | 49.34 | 15.8327 | -18.1235 | -5.4222
Total Final Energy by Sector (Mtoe) | [11 empty] | % change per annum
Lithuania:Reference scenario(REF2015f) | 2000 | 2005 | 2010 | 2015 | 2020 | 2025 | 2030 | 2035 | 2040 | 2045 | 2050 | 2000-2010 | 2010-2030 | 2030-2050
Heavy Industry | 0.36302 | 0.43563 | 0.4862 | 0.68877 | 0.69512 | 0.69589 | 0.64562 | 0.55676 | 0.54752 | 0.55211 | 0.55319 | 2.9648 | 1.4281 | -0.76961
Other Industries | 0.41648 | 0.55137 | 0.4119 | 0.48289 | 0.49096 | 0.50107 | 0.46309 | 0.41998 | 0.42579 | 0.44516 | 0.4528 | -0.11063 | 0.58739 | -0.11225
Residential | 1.3675 | 1.509 | 1.5991 | 1.4979 | 1.4284 | 1.3663 | 1.2592 | 1.2282 | 1.2253 | 1.2269 | 1.2248 | 1.5769 | -1.1879 | -0.1384
Tertiary | 0.5631 | 0.6723 | 0.7202 | 0.71788 | 0.74912 | 0.70874 | 0.66231 | 0.63431 | 0.61908 | 0.63387 | 0.6367 | 2.4912 | -0.41808 | -0.19698
Transport | 1.0565 | 1.4327 | 1.5456 | 1.6081 | 1.657 | 1.6581 | 1.5904 | 1.5276 | 1.533 | 1.5376 | 1.5524 | 3.8778 | 0.14297 | -0.12098
Total Final Energy | 3.7666 | 4.601 | 4.763 | 4.9956 | 5.0206 | 4.9301 | 4.6206 | 4.3668 | 4.3507 | 4.3956 | 4.4198 | 2.3748 | -0.15168 | -0.22187
Total Final Energy by Sector in % | [11 empty] | % difference
Lithuania:Reference scenario(REF2015f) | 2000 | 2005 | 2010 | 2015 | 2020 | 2025 | 2030 | 2035 | 2040 | 2045 | 2050 | 2000-2010 | 2010-2030 | 2030-2050
Heavy Industry | 9.6378 | 9.4681 | 10.2079 | 13.7875 | 13.8454 | 14.1152 | 13.9727 | 12.7497 | 12.5846 | 12.5605 | 12.5161 | 0.5701 | 3.7649 | -1.4566
Other Industries | 11.0573 | 11.9838 | 8.6479 | 9.6664 | 9.779 | 10.1635 | 10.0223 | 9.6174 | 9.7867 | 10.1274 | 10.2448 | -2.4094 | 1.3744 | 0.22253
Residential | 36.306 | 32.7972 | 33.5734 | 29.9848 | 28.4503 | 27.7134 | 27.251 | 28.126 | 28.1632 | 27.9113 | 27.7106 | -2.7326 | -6.3224 | 0.45959
Tertiary | 14.9498 | 14.612 | 15.1207 | 14.3704 | 14.921 | 14.3757 | 14.334 | 14.5257 | 14.2296 | 14.4205 | 14.4057 | 0.1709 | -0.78673 | 0.071681
Transport | 28.0492 | 31.1389 | 32.4501 | 32.1909 | 33.0044 | 33.6322 | 34.42 | 34.9812 | 35.2358 | 34.9803 | 35.1229 | 4.401 | 1.9699 | 0.70284
Total Final Energy by Fuel (Mtoe) | [11 empty] | % change per annum
Lithuania:Reference scenario(REF2015f) | 2000 | 2005 | 2010 | 2015 | 2020 | 2025 | 2030 | 2035 | 2040 | 2045 | 2050 | 2000-2010 | 2010-2030 | 2030-2050
Solids | 0.0818 | 0.1765 | 0.2076 | 0.23798 | 0.18229 | 0.15556 | 0.12091 | 0.073961 | 0.039966 | 0.023107 | 0.012673 | 9.7608 | -2.6666 | -10.6652
Oil | 1.3563 | 1.6164 | 1.6127 | 1.664 | 1.6933 | 1.6732 | 1.5673 | 1.483 | 1.469 | 1.4578 | 1.4589 | 1.7466 | -0.14275 | -0.35761
Gas | 0.3632 | 0.5187 | 0.5671 | 0.64882 | 0.59987 | 0.60887 | 0.55611 | 0.48425 | 0.47006 | 0.47358 | 0.46597 | 4.5566 | -0.097762 | -0.88037
Electricity | 0.5328 | 0.686 | 0.7166 | 0.8315 | 0.88748 | 0.89234 | 0.87648 | 0.88746 | 0.9067 | 0.96638 | 1.0028 | 3.0081 | 1.0121 | 0.67555
Steam Distrib.(A) | 0.8274 | 0.9053 | 0.9215 | 0.86972 | 0.91403 | 0.9285 | 0.84692 | 0.78634 | 0.78831 | 0.7944 | 0.782 | 1.083 | -0.42111 | -0.39793
Renewables | 0.6051 | 0.6981 | 0.7375 | 0.74354 | 0.74358 | 0.67162 | 0.65287 | 0.65185 | 0.67664 | 0.68032 | 0.69743 | 1.9984 | -0.60757 | 0.33064
Total Final Energy | 3.7666 | 4.601 | 4.763 | 4.9956 | 5.0206 | 4.9301 | 4.6206 | 4.3668 | 4.3507 | 4.3956 | 4.4198 | 2.3748 | -0.15168 | -0.22187
Total Final Energy by Fuel in % | [11 empty] | % difference
Lithuania:Reference scenario(REF2015f) | 2000 | 2005 | 2010 | 2015 | 2020 | 2025 | 2030 | 2035 | 2040 | 2045 | 2050 | 2000-2010 | 2010-2030 | 2030-2050
Solids | 2.1717 | 3.8361 | 4.3586 | 4.7638 | 3.631 | 3.1554 | 2.6168 | 1.6937 | 0.91862 | 0.52568 | 0.28674 | 2.1869 | -1.7418 | -2.3301
Oil | 36.0086 | 35.1315 | 33.8589 | 33.3097 | 33.7275 | 33.9386 | 33.9195 | 33.9599 | 33.7647 | 33.1657 | 33.0085 | -2.1497 | 0.060636 | -0.91105
Gas | 9.6426 | 11.2736 | 11.9064 | 12.9878 | 11.9482 | 12.3501 | 12.0356 | 11.0894 | 10.8043 | 10.7738 | 10.5428 | 2.2637 | 0.12925 | -1.4928
Electricity | 14.1454 | 14.9098 | 15.0451 | 16.6448 | 17.6768 | 18.0998 | 18.9691 | 20.3227 | 20.8405 | 21.985 | 22.6892 | 0.89976 | 3.9239 | 3.7201
Steam Distrib.(A) | 21.9668 | 19.6762 | 19.3471 | 17.4098 | 18.2058 | 18.8333 | 18.3293 | 18.0071 | 18.1192 | 18.0725 | 17.6931 | -2.6197 | -1.0178 | -0.63613
Renewables | 16.0649 | 15.1728 | 15.4839 | 14.884 | 14.8107 | 13.6228 | 14.1297 | 14.9272 | 15.5526 | 15.4773 | 15.7796 | -0.58095 | -1.3543 | 1.6499
Energy related CO2 Emissions (Mt) | [11 empty] | % change per annum
Lithuania:Reference scenario(REF2015f) | 2000 | 2005 | 2010 | 2015 | 2020 | 2025 | 2030 | 2035 | 2040 | 2045 | 2050 | 2000-2010 | 2010-2030 | 2030-2050
Power and Distr. Steam | 3.9689 | 3.9735 | 3.6783 | 2.3716 | 2.0815 | 3.0196 | 1.7006 | 1.594 | 1.5323 | 1.4124 | 1.3728 | -0.75741 | -3.784 | -1.0648
Energy Branch | 1.0889 | 1.7104 | 1.5837 | 1.5141 | 1.3795 | 1.3173 | 1.1886 | 1.0494 | 1.0113 | 0.9719 | 0.93844 | 3.8173 | -1.4247 | -1.1746
Industry | 1.0775 | 1.3333 | 1.1556 | 1.5368 | 1.4511 | 1.4306 | 1.1712 | 0.86633 | 0.71941 | 0.69208 | 0.64897 | 0.7023 | 0.067091 | -2.9088
Residential | 0.54874 | 0.64442 | 0.79263 | 0.76166 | 0.60339 | 0.56833 | 0.5405 | 0.4976 | 0.46754 | 0.43979 | 0.42598 | 3.7457 | -1.8961 | -1.1835
Tertiary | 0.49699 | 0.56767 | 0.61644 | 0.59017 | 0.57845 | 0.49524 | 0.40799 | 0.34708 | 0.31858 | 0.29556 | 0.28324 | 2.1774 | -2.0425 | -1.8081
Transport | 3.11 | 4.2095 | 4.467 | 4.6122 | 4.5774 | 4.5873 | 4.3745 | 4.1656 | 4.1589 | 4.1429 | 4.1563 | 3.6872 | -0.10453 | -0.25547
Total energy related CO2 Emissions | 10.2909 | 12.4388 | 12.2936 | 11.3866 | 10.6714 | 11.4184 | 9.3834 | 8.52 | 8.2081 | 7.9546 | 7.8258 | 1.7941 | -1.3416 | -0.90345
ETS excluding aviation | 0 | 6.3107 | 5.9034 | 4.8643 | 4.3592 | 5.1858 | 3.5891 | 3.1526 | 2.9505 | 2.7502 | 2.6443 | 0 | -2.4574 | -1.5159
Aviation | 0 | 0.13948 | 0.14579 | 0.20892 | 0.23626 | 0.25595 | 0.23568 | 0.22531 | 0.25502 | 0.2721 | 0.29452 | 0 | 2.4304 | 1.1207
non - ETS | 0 | 5.9886 | 6.2444 | 6.3133 | 6.076 | 5.9767 | 5.5585 | 5.1421 | 5.0026 | 4.9323 | 4.887 | 0 | -0.58008 | -0.64177
Energy related CO2 Emissions in % | [11 empty] | % difference
Lithuania:Reference scenario(REF2015f) | 2000 | 2005 | 2010 | 2015 | 2020 | 2025 | 2030 | 2035 | 2040 | 2045 | 2050 | 2000-2010 | 2010-2030 | 2030-2050
Power and Distr. Steam | 38.5665 | 31.9441 | 29.9203 | 20.8279 | 19.5057 | 26.4452 | 18.1233 | 18.7088 | 18.6685 | 17.7558 | 17.5422 | -8.6461 | -11.797 | -0.5811
Energy Branch | 10.5809 | 13.7506 | 12.8824 | 13.2974 | 12.9272 | 11.5362 | 12.6671 | 12.3174 | 12.3212 | 12.2181 | 11.9917 | 2.3015 | -0.21525 | -0.67545
Industry | 10.4701 | 10.719 | 9.3998 | 13.4966 | 13.5983 | 12.5292 | 12.4815 | 10.1682 | 8.7646 | 8.7004 | 8.2927 | -1.0703 | 3.0817 | -4.1888
Residential | 5.3323 | 5.1807 | 6.4475 | 6.6891 | 5.6542 | 4.9773 | 5.7602 | 5.8403 | 5.696 | 5.5288 | 5.4433 | 1.1152 | -0.68725 | -0.31693
Tertiary | 4.8294 | 4.5637 | 5.0143 | 5.183 | 5.4206 | 4.3372 | 4.348 | 4.0737 | 3.8813 | 3.7156 | 3.6193 | 0.185 | -0.66633 | -0.72866
Transport | 30.221 | 33.8418 | 36.3357 | 40.5059 | 42.8941 | 40.1748 | 46.6199 | 48.8916 | 50.6683 | 52.0813 | 53.1108 | 6.1147 | 10.2842 | 6.4909
ETS excluding aviation | 0 | 50.7342 | 48.02 | 42.7198 | 40.849 | 45.4157 | 38.25 | 37.0022 | 35.9463 | 34.5739 | 33.7897 | 48.02 | -9.77 | -4.4603
Aviation | 0 | 1.1213 | 1.1859 | 1.8348 | 2.214 | 2.2416 | 2.5116 | 2.6444 | 3.1069 | 3.4207 | 3.7635 | 1.1859 | 1.3257 | 1.2519
non - ETS | 0 | 48.1444 | 50.7941 | 55.4454 | 56.937 | 52.3427 | 59.2384 | 60.3533 | 60.9468 | 62.0054 | 62.4468 | 50.7941 | 8.4443 | 3.2084
Power Generation (TWh net) | [11 empty] | % change per annum
Lithuania:Reference scenario(REF2015f) | 2000 | 2005 | 2010 | 2015 | 2020 | 2025 | 2030 | 2035 | 2040 | 2045 | 2050 | 2000-2010 | 2010-2030 | 2030-2050
From Solids | 0 | 0 | 0 | 0 | 0 | 0 | 0 | 0 | 0 | 0 | 0 | 0 | 0 | 0
From Oil | 0.61436 | 0.38273 | 0.56831 | 0.15424 | 0 | 0 | 0 | 0 | 0 | 0 | 0 | -0.7761 | -100 | 0
From Gas | 1.3856 | 2.848 | 3.1453 | 2.7397 | 3.8318 | 5.9464 | 2.6662 | 3.2364 | 3.1961 | 3.1644 | 3.1324 | 8.5427 | -0.82284 | 0.80908
From Nuclear | 7.417 | 9.544 | 0 | 0 | 0 | 0 | 8.8802 | 8.8802 | 8.8801 | 8.8802 | 8.8801 | -100 | 0 | 0
From RES | 0.32839 | 0.44886 | 0.8901 | 1.6247 | 1.6899 | 1.9295 | 2.1158 | 2.2332 | 2.3671 | 3.2673 | 4.7349 | 10.4855 | 4.4244 | 4.1099
Total Power Generation | 9.7454 | 13.2236 | 4.6037 | 4.5187 | 5.5217 | 7.876 | 13.6621 | 14.3497 | 14.4434 | 15.3118 | 16.7475 | -7.2251 | 5.5895 | 1.0233
Net Power Generation in % | [11 empty] | % difference
Lithuania:Reference scenario(REF2015f) | 2000 | 2005 | 2010 | 2015 | 2020 | 2025 | 2030 | 2035 | 2040 | 2045 | 2050 | 2000-2010 | 2010-2030 | 2030-2050
From Solids | 0 | 0 | 0 | 0 | 0 | 0 | 0 | 0 | 0 | 0 | 0 | 0 | 0 | 0
From Oil | 6.3041 | 2.8943 | 12.3447 | 3.4135 | 0 | 0 | 0 | 0 | 0 | 0 | 0 | 6.0406 | -12.3447 | 0
From Gas | 14.2185 | 21.5371 | 68.3208 | 60.6319 | 69.3951 | 75.5012 | 19.5151 | 22.5537 | 22.1285 | 20.6664 | 18.7039 | 54.1023 | -48.8057 | -0.81119
From Nuclear | 76.1078 | 72.1743 | 0 | 0 | 0 | 0 | 64.9983 | 61.8839 | 61.4824 | 57.9954 | 53.0238 | -76.1078 | 64.9983 | -11.9745
From RES | 3.3696 | 3.3944 | 19.3345 | 35.9547 | 30.6049 | 24.4988 | 15.4866 | 15.5624 | 16.3891 | 21.3382 | 28.2723 | 15.9649 | -3.8479 | 12.7857
Power Capacity (GW net) | [11 empty] | % change per annum
Lithuania:Reference scenario(REF2015f) | 2000 | 2005 | 2010 | 2015 | 2020 | 2025 | 2030 | 2035 | 2040 | 2045 | 2050 | 2000-2010 | 2010-2030 | 2030-2050
Solids | 0.002912 | 0.002912 | 0 | 0 | 0 | 0 | 0 | 0 | 0 | 0 | 0 | -100 | 0 | 0
Oil | 0.81681 | 0.79291 | 0.77011 | 0.77011 | 0.19956 | 0.047563 | 6.27e-05 | 4.18e-05 | 4.18e-05 | 4.18e-05 | 0 | -0.58698 | -37.5495 | -100
Gas | 1.7361 | 1.7814 | 1.8223 | 1.9925 | 1.5213 | 1.5213 | 1.3503 | 1.1223 | 0.99355 | 0.50105 | 0.49525 | 0.48542 | -1.4877 | -4.8913
Nuclear | 2.88 | 1.44 | 0 | 0 | 0 | 0 | 1.117 | 1.117 | 1.117 | 1.117 | 1.117 | -100 | 0 | 0
RES | 0.103 | 0.118 | 0.28586 | 0.68048 | 0.70359 | 0.76672 | 0.7956 | 0.80865 | 0.82888 | 1.1457 | 1.6694 | 10.7468 | 5.2512 | 3.7753
Total Power Generation excl.generation for RES storage | 5.5388 | 4.1352 | 2.8782 | 3.4431 | 2.4244 | 2.3356 | 3.2629 | 3.048 | 2.9395 | 2.7637 | 3.2817 | -6.3364 | 0.62922 | 0.028668
Net Power Capacity in % | [11 empty] | % difference
Lithuania:Reference scenario(REF2015f) | 2000 | 2005 | 2010 | 2015 | 2020 | 2025 | 2030 | 2035 | 2040 | 2045 | 2050 | 2000-2010 | 2010-2030 | 2030-2050
Solids | 0.052574 | 0.07042 | 0 | 0 | 0 | 0 | 0 | 0 | 0 | 0 | 0 | -0.052574 | 0 | 0
Oil | 14.7469 | 19.1748 | 26.7564 | 22.3671 | 8.2314 | 2.0365 | 0.0019216 | 0.0013714 | 0.001422 | 0.0015124 | 0 | 12.0095 | -26.7545 | -0.0019216
Gas | 31.3445 | 43.0781 | 63.3119 | 57.869 | 62.7478 | 65.1352 | 41.3821 | 36.8204 | 33.8002 | 18.1293 | 15.0913 | 31.9674 | -21.9298 | -26.2908
Nuclear | 51.9964 | 34.8231 | 0 | 0 | 0 | 0 | 34.233 | 36.6474 | 38 | 40.4163 | 34.0373 | -51.9964 | 34.233 | -0.19569
RES | 1.8596 | 2.8536 | 9.9317 | 19.7639 | 29.0208 | 32.8283 | 24.3829 | 26.5308 | 28.1984 | 41.4529 | 50.8714 | 8.0721 | 14.4512 | 26.4884
Net Power Capacity Investment (GW net) | [11 empty] | Total in GW
Lithuania:Reference scenario(REF2015f) |  | 00-05 | 05-10 | 10-15 | 15-20 | 20-25 | 25-30 | 30-35 | 35-40 | 40-45 | 45-50 | 2000-2010 | 2010-2030 | 2030-2050
Solids |  | 0 | 0 | 0 | 0 | 0 | 0 | 0 | 0 | 0 | 0 | 0 | 0 | 0
Oil |  | 4.18e-05 | 0 | 0 | 0 | 0 | 0 | 0 | 0 | 0 | 0 | 4.18e-05 | 0 | 0
Gas |  | 0.045233 | 0.040907 | 0.48369 | 0.47881 | 0.1045 | 0 | 0 | 0 | 0.056756 | 0 | 0.08614 | 1.067 | 0.056756
Nuclear |  | 0 | 0 | 0 | 0 | 0 | 1.117 | 0 | 0 | 0 | 0 | 0 | 1.117 | 0
RES |  | 0.015 | 0.16986 | 0.39462 | 0.023106 | 0.063137 | 0.028875 | 0.014051 | 0.25091 | 0.74207 | 0.69545 | 0.18486 | 0.50974 | 1.7025
Total net power capacity investment |  | 0.060275 | 0.21076 | 0.87832 | 0.50192 | 0.16764 | 1.1459 | 0.014051 | 0.25091 | 0.79882 | 0.69545 | 0.27104 | 2.6937 | 1.7592
Power Generation Indicators (%) | [11 empty] | % difference
Lithuania:Reference scenario(REF2015f) | 2000 | 2005 | 2010 | 2015 | 2020 | 2025 | 2030 | 2035 | 2040 | 2045 | 2050 | 2000-2010 | 2010-2030 | 2030-2050
Efficiency of thermal power generation | 21.9734 | 25.1472 | 28.3842 | 36.5962 | 46.8288 | 46.9959 | 37.6992 | 44.6165 | 44.3846 | 44.1551 | 44.6367 | 6.4108 | 9.315 | 6.9375
Load Factor | 20.0852 | 36.5047 | 18.2588 | 14.9817 | 25.9994 | 38.4954 | 47.7976 | 53.7439 | 56.0914 | 63.2449 | 58.257 | -1.8263 | 29.5388 | 10.4594
CHP share | 15.5271 | 15.5324 | 34.6 | 45.513 | 51.9342 | 42.9812 | 18.0207 | 20.5552 | 20.4099 | 19.4663 | 18.0788 | 19.0729 | -16.5793 | 0.058025
Share of non-fossil fuels | 78.7609 | 74.9011 | 18.2419 | 36.6322 | 32.6061 | 25.2536 | 81.0049 | 77.9817 | 78.4049 | 79.9258 | 81.7495 | -60.519 | 62.763 | 0.74458
Carbon intensity (t CO2 / MWh) | 0.1517 | 0.14775 | 0.25001 | 0.17514 | 0.13573 | 0.17386 | 0.067281 | 0.063938 | 0.062311 | 0.059026 | 0.054601 | 0.098312 | -0.18273 | -0.01268
CO2 emissions captured (in Mt CO2) | 0 | 0 | 0 | 0 | 0 | 0 | 0 | 0 | 0 | 0 | 0 | 0 | 0 | 0
Economic Cost Indicators | [11 empty] | % change per annum
Lithuania:Reference scenario(REF2015f) | 2000 | 2005 | 2010 | 2015 | 2020 | 2025 | 2030 | 2035 | 2040 | 2045 | 2050 | 2000-2010 | 2010-2030 | 2030-2050
Total Cost of Energy in billion €'13 | 2.6743 | 3.9508 | 5.5861 | 5.8604 | 7.1358 | 7.8908 | 8.242 | 8.5151 | 8.9137 | 9.3233 | 9.7675 | 7.6441 | 1.9639 | 0.85272
- excluding disutility costs | 2.6743 | 3.9508 | 5.5861 | 5.8604 | 7.1358 | 7.8908 | 8.242 | 8.5151 | 8.9137 | 9.3233 | 9.7675 | 7.6441 | 1.9639 | 0.85272
- excluding auction payments | 2.6743 | 3.9508 | 5.5861 | 5.8016 | 7.0151 | 7.6876 | 7.977 | 8.2245 | 8.6085 | 8.9715 | 9.4241 | 7.6441 | 1.7974 | 0.837
Total Cost of Energy as % of GDP | 14.1577 | 14.3761 | 19.2875 | 16.8164 | 17.8636 | 18.6073 | 19.2786 | 19.5935 | 19.3215 | 18.9041 | 18.5662 | 5.1298 | -0.0088938 | -0.71238
- excluding disutility costs | 14.1577 | 14.3761 | 19.2875 | 16.8164 | 17.8636 | 18.6073 | 19.2786 | 19.5935 | 19.3215 | 18.9041 | 18.5662 | 5.1298 | -0.0088938 | -0.71238
- excluding auction payments | 14.1577 | 14.3761 | 19.2875 | 16.6477 | 17.5614 | 18.128 | 18.6588 | 18.9248 | 18.6598 | 18.1909 | 17.9134 | 5.1298 | -0.62875 | -0.74538
Total Cost of Energy system per Unit of Final Consumption (€'13/Mwh) | 61.0597 | 73.847 | 100.8615 | 100.888 | 122.2324 | 137.6466 | 153.4036 | 167.6958 | 176.1983 | 182.4087 | 190.0555 | 5.147 | 2.1188 | 1.077
Average Price of Electricity in Final demand sectors (€'13/MWh) | 64.4028 | 72.7862 | 112.2688 | 104.1518 | 119.0087 | 132.7239 | 149.7046 | 155.565 | 161.3913 | 160.1187 | 159.4449 | 5.7147 | 1.4492 | 0.31567
Energy Related Expenses in Residential (€'13/household) | 777.7829 | 1242.9076 | 1713.4414 | 1564.6164 | 1923.9687 | 2352.2372 | 2674.998 | 2933.8797 | 3105.259 | 3283.227 | 3456.5316 | 8.2184 | 2.2522 | 1.2898
Energy Related Expenses in Tertiary (€'13/000€'13 of Value Added) | 32.4392 | 31.6663 | 38.7644 | 31.4861 | 33.6573 | 34.6741 | 37.8909 | 39.8399 | 38.6254 | 39.6829 | 38.982 | 1.7973 | -0.11389 | 0.14205
Energy Related Expenses in Industry (€'13/000€'13 of Value Added) | 184.9847 | 123.8453 | 190.848 | 196.3864 | 218.0243 | 228.7037 | 234.5633 | 236.1145 | 235.4165 | 229.5191 | 223.9232 | 0.31253 | 1.0366 | -0.23184
Fuel Purchase costs in Transport (€'13/100tkm) | 6.1001 | 6.7783 | 8.3129 | 7.3422 | 8.1362 | 7.9566 | 7.7405 | 7.4069 | 7.1194 | 6.7977 | 6.611 | 3.1434 | -0.35609 | -0.78551
Average Cost of Gross Electricity Generation (€'13/MWh) | 75.1764 | 56.9275 | 173.7363 | 124.449 | 110.5779 | 106.3228 | 108.6468 | 102.2854 | 103.5875 | 98.4059 | 97.8459 | 8.7379 | -2.3199 | -0.52217
Lithuania:Reference scenario(REF2015f) |  | 00-05 | 05-10 | 10-15 | 15-20 | 20-25 | 25-30 | 30-35 | 35-40 | 40-45 | 45-50 | 2000-2010 | 2010-2030 | 2030-2050
Power Generation Investment (billion €'13) |  | 0.067789 | 0.32476 | 1.0425 | 0.49222 | 0.14923 | 6.094 | 0.027893 | 0.042736 | 0.44714 | 0.82432 | 0.39255 | 7.7779 | 1.3421
Economic Cost Indicators (2000 = 100)
Lithuania:Reference scenario(REF2015f) | 2000 | 2005 | 2010 | 2015 | 2020 | 2025 | 2030 | 2035 | 2040 | 2045 | 2050
Energy Related Expenses in Residential | 100 | 159.8013 | 220.2982 | 201.1636 | 247.3658 | 302.4285 | 343.926 | 377.2106 | 399.2449 | 422.1264 | 444.4083
Energy Related Expenses in Tertiary | 100 | 97.6176 | 119.4989 | 97.0621 | 103.7551 | 106.8898 | 116.8061 | 122.8143 | 119.0703 | 122.3302 | 120.1697
Energy Related Expenses in Industry | 100 | 66.9489 | 103.1696 | 106.1636 | 117.8607 | 123.6339 | 126.8015 | 127.64 | 127.2627 | 124.0747 | 121.0496
Fuel Purchase costs in Transport | 100 | 111.1183 | 136.2747 | 120.3615 | 133.3786 | 130.4339 | 126.8909 | 121.4223 | 116.7099 | 111.4353 | 108.3758
Policy variables
Lithuania:Reference scenario(REF2015f) | 2000 | 2005 | 2010 | 2015 | 2020 | 2025 | 2030 | 2035 | 2040 | 2045 | 2050
Carbon value (€'13/ t of CO2)
ETS sectors | 0 | 0 | 11.2 | 7.5 | 15 | 22.5 | 33.5 | 42 | 50 | 69 | 88
non-ETS sectors | 0 | 0 | 0 | 0 | 0 | 0 | 0 | 0 | 0 | 0 | 0
Average efficiency value (1) (€'10/toe) | 0 | 0 | 0 | 0 | 55.6396 | 13.789 | 3.2093 | 1.105 | 0.55228 | 0 | 0
Renewables value (€'13/MWh) | 0 | 0 | 0 | 0 | 10.7635 | 4.4948 | 0 | 0 | 0 | 0 | 0
CO2 Emissions Index (1990=100) | 31.5274 | 38.1076 | 37.6628 | 34.884 | 32.693 | 34.9815 | 28.7469 | 26.1021 | 25.1464 | 24.3698 | 23.9752
RES in transport (%) (B) | 0.05762 | 0.34167 | 3.5227 | 4.6872 | 10.2574 | 10.3111 | 10.2117 | 10.9739 | 11.6587 | 13.0514 | 15.0861
RES in gross final energy demand (%) (B)(C) | 15.6745 | 17.0215 | 19.6774 | 22.7827 | 23.9955 | 22.7214 | 24.6219 | 26.7459 | 28.6684 | 31.1477 | 34.5936
Gross Electricity Generation in TWhe | 11.1186 | 14.4128 | 4.9942 | 5.066 | 5.9024 | 8.4215 | 14.4206 | 15.1409 | 15.2372 | 16.0913 | 17.5337
RES in gross electricity demand (%, normalized) (B)(C ) | 4.0497 | 3.836 | 7.4039 | 15.5931 | 15.5152 | 16.5066 | 17.7517 | 18.3986 | 19.7993 | 25.5379 | 35.5896
Total Cost of energy per sector in billion €'13 | [11 empty] | % change per annum
Lithuania:Reference scenario(REF2015f) | 2000 | 2005 | 2010 | 2015 | 2020 | 2025 | 2030 | 2035 | 2040 | 2045 | 2050 | 2000-2010 | 2010-2030 | 2030-2050
TOTAL | 2.6743 | 3.9508 | 5.5861 | 5.8604 | 7.1358 | 7.8908 | 8.242 | 8.5151 | 8.9137 | 9.3233 | 9.7675 | 7.6441 | 1.9639 | 0.85272
ETS sectors | 1.0735 | 1.2847 | 1.963 | 1.9504 | 2.4319 | 2.7824 | 3.1015 | 3.2927 | 3.5028 | 3.7313 | 3.9512 | 6.2209 | 2.3134 | 1.218
Industry | 0.18807 | 0.17492 | 0.31136 | 0.33678 | 0.46623 | 0.52934 | 0.56584 | 0.60472 | 0.62502 | 0.63437 | 0.6358 | 5.1707 | 3.0318 | 0.58457
Power generation | 0.87188 | 1.0811 | 1.5998 | 1.5501 | 1.8372 | 2.0553 | 2.202 | 2.2699 | 2.3604 | 2.5054 | 2.6397 | 6.258 | 1.6101 | 0.91075
Aviation | 0.013589 | 0.028663 | 0.051804 | 0.063463 | 0.12842 | 0.1977 | 0.33368 | 0.41806 | 0.51741 | 0.59157 | 0.67565 | 14.3183 | 9.761 | 3.5905
Non ETS sectors | 1.6007 | 2.6661 | 3.6231 | 3.91 | 4.7039 | 5.1085 | 5.1405 | 5.2224 | 5.4109 | 5.592 | 5.8163 | 8.5116 | 1.7645 | 0.6195
% change per annum
Lithuania:Reference scenario(REF2015f) | 2000 | 2005 | 2010 | 2015 | 2020 | 2025 | 2030 | 2035 | 2040 | 2045 | 2050 | 2000-2010 | 2010-2030 | 2030-2050
Direct efficiency investment costs in billion €'13 | 0 | 0 | 0 | 0.041861 | 0.035001 | 0.0094232 | 0.002219 | 0.00080342 | 0.00041173 | 0 | 0 | 0 | 0 | -100
Industry | 0 | 0 | 0 | 0 | 0 | 0 | 0 | 0 | 0 | 0 | 0 | 0 | 0 | 0
Residential | 0 | 0 | 0 | 0.030071 | 0.025723 | 0.0070312 | 0.0016628 | 0.00060595 | 0.00031219 | 0 | 0 | 0 | 0 | -100
heating and cooling
electric appliances
Tertiary | 0 | 0 | 0 | 0.01179 | 0.0092779 | 0.002392 | 0.00055625 | 0.00019747 | 9.9541e-05 | 0 | 0 | 0 | 0 | -100
Transport | 0 | 0 | 0 | 0 | 0 | 0 | 0 | 0 | 0 | 0 | 0 | 0 | 0 | 0
[12 empty] | 0 | 0 | 0
International Fuel prices (in $'13 per boe) | [11 empty] | % change per annum
Lithuania:Reference scenario(REF2015f) | 2000 | 2005 | 2010 | 2015 | 2020 | 2025 | 2030 | 2035 | 2040 | 2045 | 2050 | 2000-2010 | 2010-2030 | 2030-2050
Oil | 37.1414 | 63.2608 | 83.8241 | 53.97 | 87.0107 | 102.1749 | 112.5572 | 117.4165 | 124.3251 | 127.1781 | 130.1177 | 8.4803 | 1.4846 | 0.72752
Gas (NCV) | 25.9549 | 42.3 | 52.9627 | 43.4526 | 55.9736 | 62.6462 | 68.1278 | 72.7613 | 75.2149 | 76.7567 | 77.9403 | 7.3928 | 1.2669 | 0.67506
Coal | 10.2576 | 17.8371 | 22.3983 | 12.8494 | 16.5941 | 20.5121 | 24.6171 | 26.0668 | 27.1698 | 28.1522 | 28.9367 | 8.1227 | 0.4734 | 0.81161
International Fuel prices (in €'13 per boe) | [11 empty] | % change per annum
Lithuania:Reference scenario(REF2015f) | 2000 | 2005 | 2010 | 2015 | 2020 | 2025 | 2030 | 2035 | 2040 | 2045 | 2050 | 2000-2010 | 2010-2030 | 2030-2050
Oil | 37.5506 | 48.6351 | 62.5794 | 48.1875 | 75.0093 | 85.1457 | 93.7977 | 97.8471 | 103.6042 | 105.9817 | 108.4314 | 5.2402 | 2.0441 | 0.72752
Gas (NCV) | 26.2408 | 32.5204 | 39.5396 | 38.797 | 48.2531 | 52.2052 | 56.7731 | 60.6344 | 62.6791 | 63.9639 | 64.9503 | 4.1851 | 1.8253 | 0.67506
Coal | 10.3706 | 13.7133 | 16.7216 | 11.4727 | 14.3053 | 17.0934 | 20.5143 | 21.7223 | 22.6415 | 23.4602 | 24.1139 | 4.8932 | 1.0273 | 0.81161
Total CO2 Emissions (Mt) | [11 empty] | % change per annum
Lithuania:Reference scenario(REF2015f) | 2000 | 2005 | 2010 | 2015 | 2020 | 2025 | 2030 | 2035 | 2040 | 2045 | 2050 | 2000-2010 | 2010-2030 | 2030-2050
Total CO2 Emissions (Mt) | 11.8388 | 15.5539 | 15.0656 | 13.6993 | 13.0743 | 13.7162 | 11.2419 | 10.2472 | 9.8927 | 9.5949 | 9.4164 | 2.4396 | -1.4532 | -0.88206
Energy related CO2 emissions | 10.2909 | 12.4388 | 12.2936 | 11.3866 | 10.6714 | 11.4184 | 9.3834 | 8.52 | 8.2081 | 7.9546 | 7.8258 | 1.7941 | -1.3416 | -0.90345
Non-energy related CO2 emissions | 1.5479 | 3.1151 | 2.772 | 2.3127 | 2.4028 | 2.2977 | 1.8586 | 1.7272 | 1.6846 | 1.6403 | 1.5906 | 6.0002 | -1.979 | -0.77537
ETS excluding aviation | 0 | 9.2122 | 8.5761 | 6.992 | 6.5596 | 7.3082 | 5.307 | 4.7672 | 4.5332 | 4.3005 | 4.1523 | 0 | -2.3713 | -1.2192
Aviation | 0 | 0.13948 | 0.14579 | 0.20892 | 0.23626 | 0.25595 | 0.23568 | 0.22531 | 0.25502 | 0.2721 | 0.29452 | 0 | 2.4304 | 1.1207
non - ETS | 11.8388 | 6.2023 | 6.3437 | 6.4984 | 6.2784 | 6.152 | 5.6993 | 5.2547 | 5.1045 | 5.0223 | 4.9696 | -6.0486 | -0.53417 | -0.68271
Unit cost of fuel purchasing by final consumers (€'13/toe)
Lithuania:Reference scenario(REF2015f) | 2000 | 2005 | 2010 | 2015 | 2020 | 2025 | 2030 | 2035 | 2040 | 2045 | 2050 | 2000-2010 | 2010-2030 | 2030-2050
All final consumers | 508.5242 | 601.1679 | 835.3478 | 769.1953 | 935.3737 | 1040.4399 | 1132.5827 | 1198.8299 | 1239.126 | 1270.9911 | 1306.6682 | 5.0886 | 1.5337 | 0.71746
Industry | 308.5865 | 280.2584 | 534.858 | 535.2228 | 610.7726 | 658.2131 | 705.2766 | 754.0624 | 787.7662 | 812.1303 | 833.3676 | 5.6541 | 1.3926 | 0.83792
Residential | 480.041 | 630.3291 | 839.7396 | 744.0822 | 924.2469 | 1107.7837 | 1248.9233 | 1333.8559 | 1367.8271 | 1406.8629 | 1464.0171 | 5.7515 | 2.0046 | 0.79768
Tertiary | 597.4658 | 624.6174 | 809.6119 | 778.7594 | 923.0477 | 1085.714 | 1271.3994 | 1380.1924 | 1441.5338 | 1509.5614 | 1561.8668 | 3.0852 | 2.2822 | 1.0341
Transport | 753.4306 | 925.023 | 1134.5176 | 1046.3246 | 1312.0144 | 1390.817 | 1448.1968 | 1477.2708 | 1520.3201 | 1543.8076 | 1571.6296 | 4.1782 | 1.228 | 0.40981
(1) For the sectors : Households, Offices, Hospitals and Schools, Trading Sector, Agriculture and Fishery
998
999
1000

## Summary
Lithuania:Reference scenario(REF2015f) | [15 empty] | SUMMARY ENERGY BALANCE AND INDICATORS (A)
ktoe | 2000 | 2005 | 2010 | 2015 | 2020 | 2025 | 2030 | 2035 | 2040 | 2045 | 2050 | '00-'10 | '10-'20 | '20-'30 | '30-'40 | '40-'50
Annual % Change
Production (incl.recovery of products) | 3268.6 | 3899.5 | 1317.9 | 1358.1382 | 1460.8123 | 1388.9233 | 3439.3052 | 3504.0507 | 3717.2515 | 3997.6095 | 4192.9747 | -8.6829 | 1.0348 | 8.9401 | 0.78018 | 1.2115
Solids | 11.8 | 19.6 | 8.7 | 18.9825 | 7.0293 | 7.5731 | 8.0163 | 8.465 | 8.3263 | 7.9907 | 8.3098 | -3.0018 | -2.1097 | 1.3226 | 0.38014 | -0.019832
Oil | 351.6 | 267.4 | 124.6 | 77.3483 | 76.7875 | 72.9751 | 68.9432 | 65.064 | 0 | 0 | 0 | -9.8539 | -4.7254 | -1.0718 | -100 | 0
Natural gas | -1.8197e-13 | 9.2371e-14 | -2.7356e-13 | 0 | 0 | 0 | 0 | 0 | 0 | 0 | 0 | 4.1612 | -100 | 0 | 0 | 0
Nuclear | 2223.4 | 2712.6 | 0 | 0 | 0 | 0 | 2009.7182 | 2009.7182 | 2009.7182 | 2009.7182 | 2009.7182 | -100 | 0 | 0 | 0 | 0
Renewable energy sources | 681.8 | 899.9 | 1184.6 | 1261.8074 | 1376.9954 | 1308.375 | 1352.6275 | 1420.8036 | 1699.207 | 1979.9006 | 2174.9467 | 5.6797 | 1.5164 | -0.17839 | 2.3073 | 2.4991
Hydro | 29.2 | 38.8 | 46.4 | 37.8711 | 37.8711 | 37.8711 | 37.8711 | 37.8711 | 41.708 | 49.3034 | 92.7632 | 4.7402 | -2.0106 | 0 | 0.96972 | 8.3217
Biomass & Waste | 652.6 | 858 | 1114.4 | 1157.5505 | 1265.4433 | 1176.1728 | 1199.7688 | 1226.9547 | 1281.8893 | 1337.8091 | 1396.6681 | 5.4968 | 1.2792 | -0.53152 | 0.66426 | 0.86123
Wind | 0 | 0.2 | 19.3 | 59.7889 | 59.7889 | 71.2496 | 71.2496 | 71.2601 | 73.0642 | 129.2016 | 201.0292 | 0 | 11.9712 | 1.7692 | 0.25181 | 10.651
Solar and others | 0 | 0 | 0 | 5.4775 | 7.8013 | 7.4925 | 8.6166 | 8.2272 | 9.2987 | 10.1444 | 11.173 | 0 | 0 | 0.99902 | 0.76473 | 1.8532
Geothermal | 0 | 2.9 | 4.5 | 1.1193 | 6.0908 | 15.589 | 35.1213 | 76.4905 | 293.2467 | 453.442 | 473.3133 | 0 | 3.0732 | 19.1488 | 23.6421 | 4.9039
Net Imports | 4246.7 | 5025.9 | 5667.7 | 5454.0609 | 5249.251 | 5423.6327 | 4092.3028 | 3747.2572 | 3691.354 | 3587.7996 | 3452.0117 | 2.9285 | -0.76405 | -2.459 | -1.0258 | -0.66812
Solids | 79.9 | 174.4 | 196 | 234.8697 | 192.4658 | 166.4742 | 132.0707 | 86.7149 | 49.7531 | 32.5451 | 22.6334 | 9.3883 | -0.1818 | -3.6958 | -9.3012 | -7.5743
Oil | 2223.2 | 2621.5 | 2607 | 2515.8611 | 2451.9491 | 2426.4792 | 2271.3936 | 2104.9545 | 2146.4089 | 2114.7076 | 2106.9727 | 1.6053 | -0.61129 | -0.76198 | -0.56438 | -0.18527
- Crude oil and Feedstocks | 4760.1 | 9029.3 | 9338.7 | 9639.2333 | 9124.3386 | 8654.2768 | 8094.5484 | 7522.8201 | 7109.7223 | 6633.2594 | 6172.433 | 6.9712 | -0.23195 | -1.1904 | -1.2889 | -1.4038
- Oil products | -2536.9 | -6407.8 | -6731.7 | -7123.3722 | -6672.3894 | -6227.7976 | -5823.1548 | -5417.8655 | -4963.3134 | -4518.5517 | -4065.4603 | 10.2509 | -0.088458 | -1.3521 | -1.585 | -1.9757
Natural gas | 2064.5 | 2492.6 | 2484.5 | 2121.7202 | 2085.4568 | 2483.2918 | 1853.079 | 1763.2263 | 1729.4052 | 1686.2176 | 1665.0653 | 1.8691 | -1.7356 | -1.1744 | -0.68833 | -0.37841
Electricity | -114.9 | -255.1 | 515 | 594.0538 | 566.7717 | 392.6732 | -114.537 | -156.1563 | -182.6815 | -194.5573 | -290.277 | 0 | 0.9625 | 0 | 4.7791 | 4.7398
Renewable energy forms | -6 | -7.5 | -134.8 | -12.4439 | -47.3925 | -45.2857 | -49.7035 | -51.4822 | -51.5316 | -51.1136 | -52.3827 | 36.5067 | -9.9255 | 0.47726 | 0.36186 | 0.16394
Detailed Results
Gross Inland Consumption | 7062.6 | 8711 | 6787 | 6651.1754 | 6545.8091 | 6647.1512 | 7370.2274 | 7096.067 | 7251.8307 | 7428.8637 | 7488.6779 | -0.39725 | -0.36119 | 1.1933 | -0.16181 | 0.3219
Solids | 91.4 | 185.2 | 213.4 | 253.8522 | 199.4951 | 174.0473 | 140.0871 | 95.1799 | 58.0794 | 40.5359 | 30.9433 | 8.8491 | -0.67152 | -3.4735 | -8.4281 | -6.1024
Oil | 2124.5 | 2710.4 | 2502.2 | 2432.1857 | 2367.9486 | 2340.4016 | 2186.8007 | 2026.6368 | 2005.4315 | 1977.1865 | 1971.1893 | 1.6498 | -0.54995 | -0.79269 | -0.86207 | -0.17207
Natural gas | 2063.7 | 2476.5 | 2491.8 | 2121.7202 | 2081.9907 | 2476.9397 | 1845.2345 | 1751.3671 | 1713.6078 | 1667.1935 | 1644.5402 | 1.9029 | -1.7808 | -1.1999 | -0.73732 | -0.41056
Nuclear | 2223.4 | 2712.6 | 0 | 0 | 0 | 0 | 2009.7182 | 2009.7182 | 2009.7182 | 2009.7182 | 2009.7182 | -100 | 0 | 0 | 0 | 0
Electricity | -114.9 | -255.1 | 515 | 594.0538 | 566.7717 | 392.6732 | -114.537 | -156.1563 | -182.6815 | -194.5573 | -290.277 | 0 | 0.9625 | 0 | 4.7791 | 4.7398
Renewable energy forms | 674.5 | 881.4 | 1064.6 | 1249.3635 | 1329.603 | 1263.0893 | 1302.924 | 1369.3214 | 1647.6753 | 1928.787 | 2122.564 | 4.6696 | 2.2477 | -0.20249 | 2.3753 | 2.5649
as % in Gross Inland Consumption
Solids | 1.2941 | 2.126 | 3.1442 | 3.8167 | 3.0477 | 2.6184 | 1.9007 | 1.3413 | 0.80089 | 0.54565 | 0.4132
Oil | 30.081 | 31.1147 | 36.8675 | 36.5678 | 36.175 | 35.2091 | 29.6707 | 28.56 | 27.6541 | 26.6149 | 26.3223
Natural gas | 29.2201 | 28.4296 | 36.7143 | 31.8999 | 31.8065 | 37.2632 | 25.0363 | 24.6808 | 23.63 | 22.4421 | 21.9604
Nuclear | 31.4813 | 31.1399 | 0 | 0 | 0 | 0 | 27.2681 | 28.3216 | 27.7133 | 27.0528 | 26.8368
Renewable energy forms | 9.5503 | 10.1182 | 15.6859 | 18.7841 | 20.3123 | 19.002 | 17.6782 | 19.2969 | 22.7208 | 25.9634 | 28.3436
Gross Electricity Generation in GWhe | 11118.6047 | 14412.7907 | 4994.186 | 5066.0459 | 5902.3623 | 8421.5092 | 14420.5575 | 15140.9291 | 15237.1812 | 16091.334 | 17533.6861 | -7.6916 | 1.6848 | 9.3442 | 0.55236 | 1.4138
Nuclear | 8417.4419 | 10334.8837 | 0 | 0 | 0 | 0 | 9377.1383 | 9377.1383 | 9377.1383 | 9377.1383 | 9377.1383 | -100 | 0 | 0 | 0 | 0
Hydro & wind | 339.5349 | 453.4884 | 763.9535 | 1199.2738 | 1199.2738 | 1332.5377 | 1332.5377 | 1332.6596 | 1400.6258 | 2141.7047 | 3482.2551 | 8.4472 | 4.6129 | 1.0593 | 0.49958 | 9.5352
Thermal (incl. biomass) | 2361.6279 | 3624.4186 | 4230.2326 | 3866.7721 | 4703.0885 | 7088.9715 | 3710.8815 | 4431.1312 | 4459.4171 | 4572.491 | 4674.2926 | 6.0023 | 1.0653 | -2.3416 | 1.8545 | 0.47171
Fuel Inputs for Thermal Power Generation | 924.3 | 1239.5 | 1281.7 | 908.6799 | 863.7115 | 1297.2432 | 846.5317 | 854.1172 | 864.0598 | 890.5749 | 900.58 | 3.3231 | -3.8702 | -0.20071 | 0.20515 | 0.41483
Solids | 0.3 | 0 | 0 | 0 | 0 | 0 | 0 | 0 | 0 | 0 | 0 | -100 | 0 | 0 | 0 | 0
Oil (including refinery gas) | 200 | 177.6 | 100.3 | 49.0005 | 0 | 0 | 0 | 0 | 0 | 0 | 0 | -6.6687 | -100 | 0 | 0 | 0
Gas | 723.4 | 1056.7 | 1116.6 | 724.6777 | 700.888 | 1074.0609 | 562.5357 | 538.4689 | 530.2397 | 525.116 | 517.1324 | 4.4364 | -4.5502 | -2.1749 | -0.58951 | -0.24999
Biomass & Waste | 0.6 | 5.2 | 64.8 | 135.0018 | 162.8235 | 223.1823 | 283.9961 | 315.6484 | 333.8201 | 365.4589 | 383.4476 | 59.7138 | 9.6514 | 5.7206 | 1.6296 | 1.3957
Geothermal heat | 0 | 0 | 0 | 0 | 0 | 0 | 0 | 0 | 0 | 0 | 0 | 0 | 0 | 0 | 0 | 0
Hydrogen - Methanol | 0 | 0 | 0 | 0 | 0 | 0 | 0 | 0 | 0 | 0 | 0 | 0 | 0 | 0 | 0 | 0
Fuel Input in other transformation proc. | 7911.1 | 12650.8 | 9986.6 | 10232.2769 | 9881.0151 | 9445.317 | 10819.2282 | 10253.0431 | 10063.7435 | 9787.2511 | 9430.452 | 2.3571 | -0.10623 | 0.91122 | -0.72124 | -0.64784
Refineries | 5032.2 | 9415.3 | 9445.6 | 9704.443 | 9277.157 | 8865.311 | 8280.5469 | 7701.9378 | 7331.618 | 6917.0535 | 6532.8799 | 6.4994 | -0.17978 | -1.13 | -1.2098 | -1.1469
Biofuels and hydrogen production | 0 | 3.3 | 44.8 | 59.3128 | 113.3695 | 104.5723 | 97.57 | 96.8977 | 98.1354 | 99.206 | 101.4846 | 0 | 9.7291 | -1.4896 | 0.057801 | 0.33615
District heating | 655.5 | 519.6 | 496.2 | 468.446 | 490.3105 | 475.1878 | 430.9037 | 443.4744 | 622.9078 | 759.7574 | 784.9168 | -2.7458 | -0.11933 | -1.2832 | 3.7539 | 2.3387
Others | 2223.4 | 2712.6 | -7.2475e-13 | 0.075168 | 0.17813 | 0.24589 | 2010.2075 | 2010.7333 | 2011.0822 | 2011.2342 | 2011.1707 | 0 | 0 | 154.2441 | 0.0043506 | 0.00043998
Energy Branch Consumption | 610 | 853.1 | 743.1 | 679.861 | 611.3888 | 611.4037 | 594.2918 | 570.3429 | 556.521 | 542.9223 | 532.7208 | 1.9933 | -1.9321 | -0.28323 | -0.6545 | -0.43612
Non-Energy Uses | 661.9 | 803.9 | 713.9 | 717.2702 | 792.5278 | 788.3523 | 761.3743 | 748.0297 | 751.8107 | 749.1347 | 757.6925 | 0.75915 | 1.0503 | -0.40022 | -0.12633 | 0.077961
Final Energy Demand | 3766.6 | 4601 | 4763 | 4995.5767 | 5020.5725 | 4930.0995 | 4620.5714 | 4366.8326 | 4350.6764 | 4395.6254 | 4419.8012 | 2.3748 | 0.52805 | -0.82682 | -0.60006 | 0.15776
by sector
Industry | 779.5 | 987 | 898.1 | 1171.6595 | 1186.0791 | 1196.962 | 1108.7075 | 976.7334 | 973.3068 | 997.2752 | 1005.9871 | 1.4264 | 2.8203 | -0.67231 | -1.2941 | 0.3308
- energy intensive industries | 363.0155 | 435.6257 | 486.2 | 688.7669 | 695.1172 | 695.8929 | 645.6201 | 556.7579 | 547.5173 | 552.1134 | 553.1861 | 2.9648 | 3.6393 | -0.73597 | -1.6347 | 0.10306
- other industrial sectors | 416.4845 | 551.3743 | 411.9 | 482.8926 | 490.9619 | 501.0691 | 463.0874 | 419.9755 | 425.7895 | 445.1619 | 452.801 | -0.11063 | 1.7714 | -0.5828 | -0.83619 | 0.61697
Residential | 1367.5 | 1509 | 1599.1 | 1497.914 | 1428.3679 | 1366.2967 | 1259.1502 | 1228.2145 | 1225.291 | 1226.8782 | 1224.7515 | 1.5769 | -1.1227 | -1.253 | -0.27222 | -0.0044043
Tertiary | 563.1 | 672.3 | 720.2 | 717.8845 | 749.1173 | 708.7377 | 662.3124 | 634.315 | 619.0841 | 633.8696 | 636.7021 | 2.4912 | 0.39444 | -1.224 | -0.67269 | 0.281
Transport | 1056.5 | 1432.7 | 1545.6 | 1608.1187 | 1657.0081 | 1658.1031 | 1590.4013 | 1527.5697 | 1532.9944 | 1537.6025 | 1552.3604 | 3.8778 | 0.69844 | -0.40943 | -0.36696 | 0.12562
by fuel
Solids | 81.8 | 176.5 | 207.6 | 237.9801 | 182.2948 | 155.5642 | 120.9113 | 73.9615 | 39.9661 | 23.107 | 12.6732 | 9.7608 | -1.2915 | -4.0225 | -10.4795 | -10.8504
Oil | 1356.3 | 1616.4 | 1612.7 | 1664.0139 | 1693.313 | 1673.2047 | 1567.277 | 1482.9704 | 1468.9915 | 1457.8416 | 1458.9099 | 1.7466 | 0.48896 | -0.77049 | -0.64554 | -0.068842
Gas | 363.2 | 518.7 | 567.1 | 648.8172 | 599.8704 | 608.8736 | 556.1142 | 484.2548 | 470.0615 | 473.576 | 465.9694 | 4.5566 | 0.56336 | -0.75454 | -1.667 | -0.087397
Electricity | 532.8 | 686 | 716.6 | 831.5046 | 887.4755 | 892.3385 | 876.4797 | 887.4594 | 906.7031 | 966.3786 | 1002.8185 | 3.0081 | 2.1617 | -0.1246 | 0.33959 | 1.0126
Heat (from CHP and District Heating) (A) | 827.4 | 905.3 | 921.5 | 869.7183 | 914.035 | 928.5015 | 846.917 | 786.3412 | 788.3097 | 794.3993 | 782.0017 | 1.083 | -0.081306 | -0.75976 | -0.71455 | -0.080309
Other | 605.1 | 698.1 | 737.5 | 743.5426 | 743.5838 | 671.617 | 652.8723 | 651.8453 | 676.6445 | 680.323 | 697.4285 | 1.9984 | 0.082188 | -1.2926 | 0.35828 | 0.303
CO2 Emissions (Mt of CO2 - sec approach) | 10.2909 | 12.4388 | 12.2936 | 11.3866 | 10.6714 | 11.4184 | 9.3834 | 8.52 | 8.2081 | 7.9546 | 7.8258 | 1.7941 | -1.4051 | -1.2781 | -1.3292 | -0.47583
Power generation/District heating | 3.9689 | 3.9735 | 3.6783 | 2.3716 | 2.0815 | 3.0196 | 1.7006 | 1.594 | 1.5323 | 1.4124 | 1.3728 | -0.75741 | -5.5344 | -2.0011 | -1.0364 | -1.0932
Energy Branch | 1.0889 | 1.7104 | 1.5837 | 1.5141 | 1.3795 | 1.3173 | 1.1886 | 1.0494 | 1.0113 | 0.9719 | 0.93844 | 3.8173 | -1.3709 | -1.4785 | -1.602 | -0.74529
Industry | 1.0775 | 1.3333 | 1.1556 | 1.5368 | 1.4511 | 1.4306 | 1.1712 | 0.86633 | 0.71941 | 0.69208 | 0.64897 | 0.7023 | 2.3036 | -2.1205 | -4.7565 | -1.0252
Residential | 0.54874 | 0.64442 | 0.79263 | 0.76166 | 0.60339 | 0.56833 | 0.5405 | 0.4976 | 0.46754 | 0.43979 | 0.42598 | 3.7457 | -2.6911 | -1.0946 | -1.4397 | -0.92656
Tertiary | 0.49699 | 0.56767 | 0.61644 | 0.59017 | 0.57845 | 0.49524 | 0.40799 | 0.34708 | 0.31858 | 0.29556 | 0.28324 | 2.1774 | -0.63414 | -3.4309 | -2.4434 | -1.1688
Transport | 3.11 | 4.2095 | 4.467 | 4.6122 | 4.5774 | 4.5873 | 4.3745 | 4.1656 | 4.1589 | 4.1429 | 4.1563 | 3.6872 | 0.24452 | -0.45236 | -0.50415 | -0.0061615
CO2 Emissions Index (1990=100) | 31.5274 | 38.1076 | 37.6628 | 34.884 | 32.693 | 34.9815 | 28.7469 | 26.1021 | 25.1464 | 24.3698 | 23.9752 | 1.7941 | -1.4051 | -1.2781 | -1.3292 | -0.47583
Source: PRIMES
Gross final energy consumption in heating and cooling, electricity, transport and overall (in Ktoe)
| 2000 | 2005 | 2010 | 2015 | 2020 | 2025 | 2030 | 2035 | 2040 | 2045 | 2050 | '00-'10 | '10-'20 | '20-'30 | '30-'40 | '40-'50
1. heating and cooling (1) | 2425.7 | 2669.2 | 2655.1 | 2671.8071 | 2593.1566 | 2494.2835 | 2255.9516 | 2049.1558 | 2007.5494 | 1990.1982 | 1963.8186 | 0.90772 | -0.23579 | -1.3834 | -1.1598 | -0.22
2. electricity (2) | 838.1 | 983.4 | 944.2 | 1006.8253 | 1050.0273 | 1092.4509 | 1101.5862 | 1121.6526 | 1102.9403 | 1162.9814 | 1190.3603 | 1.1991 | 1.068 | 0.4805 | 0.012285 | 0.76568
3. transport as in Article 3(4)a (3) | 910.1612 | 1142.5662 | 1298.6676 | 1312.7509 | 1332.391 | 1321.8493 | 1245.9523 | 1194.6797 | 1202.0299 | 1208.7337 | 1230.0917 | 3.6187 | 0.25669 | -0.66851 | -0.35824 | 0.23104
4. Gross final energy consumption (4) | 4262.6 | 5006.1 | 5060.1 | 5248.7043 | 5263.0898 | 5191.2802 | 4894.9278 | 4650.5184 | 4637.4576 | 4684.8852 | 4704.9386 | 1.7299 | 0.39409 | -0.72256 | -0.53888 | 0.14457
The following calculation is needed only if final energy consumption for aviation is expected to be higher than 6,18% (4,12% for Malta and Cyprus):
Final consumption in aviation | 26.8 | 46.4 | 48.5 | 69.4997 | 78.5953 | 85.1458 | 78.4002 | 75.1199 | 85.3189 | 92.1538 | 99.8252 | 6.1111 | 4.9459 | -0.024841 | 0.84927 | 1.5826
Reduction for aviation limit (5) Article 5(6) | 0 | 0 | 0 | 0 | 0 | 0 | 0 | 0 | 0 | 0 | 0
Total consumption after reduction for aviation limit | 4262.6 | 5006.1 | 5060.1 | 5248.7043 | 5263.0898 | 5191.2802 | 4894.9278 | 4650.5184 | 4637.4576 | 4684.8852 | 4704.9386 | 1.7299 | 0.39409 | -0.72256 | -0.53888 | 0.14457
(1) Final energy consumption of all energy commodities in industry, households, services and agriculture, forestry and fishery except electricity, plus the consumption of heat for own use at electricity and heat plants and heat losses in networks.
(2) The gross electricity consumption is national gross electricity production, including autoproduction, plus imports, minus exports.
(3) Transport consumption as defined in Article 3(4)(a) of Directive 2009/28/EC. Renewable electricity in road transport for this figure has been multiplied by a factor of 2.5, as indicated by Article 3(4)(c) of Directive 2009/28/EC.
(4) As defined in Article (2)(f) of Directive 2009/28/EC. This comprises final energy consumption plus network losses and own use of heat and electricity at electricity and heating plants (NB: this does not include consumption of electricity for pumped hydro storage or for transformation in electrical boilers or heat pumps at district heating plants).
(5) According to Article 5(6) consumption for aviation has to be considered only up to 6,18 % (Community average), for Cyprus and Malta up to 4,12 % of gross final energy consumption .
Calculation table for the renewable energy contribution of each sector to final energy consumption (in Ktoe)
| 2000 | 2005 | 2010 | 2015 | 2020 | 2025 | 2030 | 2035 | 2040 | 2045 | 2050 | '00-'10 | '10-'20 | '20-'30 | '30-'40 | '40-'50
(A) Gross final consumption of RES for heating and cooling | 634.2 | 811.1 | 881 | 979.4137 | 986.4472 | 894.4012 | 911.7401 | 940.0305 | 1013.1034 | 1063.9432 | 1104.6717 | 3.3415 | 1.1369 | -0.78445 | 1.0598 | 0.86905
(B) Gross final consumption of electricity from RES | 33.9405 | 37.7229 | 69.9079 | 156.995 | 162.9134 | 180.3268 | 195.5505 | 206.3683 | 218.374 | 297.0009 | 423.6441 | 7.4932 | 8.8286 | 1.8428 | 1.11 | 6.8514
(C) Final consumption of energy from RES in transport | 0.52443 | 3.9038 | 45.7488 | 61.5311 | 136.6683 | 136.2971 | 127.2325 | 131.1032 | 140.1414 | 157.7562 | 185.5731 | 56.3395 | 11.5652 | -0.71285 | 0.97104 | 2.8478
(D) Total RES consumption (1) | 668.1405 | 852.1129 | 995.6979 | 1195.7965 | 1262.9055 | 1179.5313 | 1205.2258 | 1243.8236 | 1329.4869 | 1459.2336 | 1627.6095 | 4.0701 | 2.4057 | -0.46639 | 0.98609 | 2.0438
(1) According to Article 5(1) of Directive 2009/28/EC gas, electricity and hydrogen from renewable energy sources shall only be considered once. No double counting is allowed.
Estimated trajectory of energy from renewable sources in heating and cooling, electricity, transport and overall (in %)
| 2000 | 2005 | 2010 | 2015 | 2020 | 2025 | 2030 | 2035 | 2040 | 2045 | 2050
RES-H&C (1) | 26.145 | 30.3874 | 33.1814 | 36.6574 | 37.9667 | 35.5555 | 39.7205 | 44.5827 | 48.6762 | 51.3251 | 53.8619
RES-E (2) (C) | 4.0497 | 3.836 | 7.4039 | 15.5931 | 15.5152 | 16.5066 | 17.7517 | 18.3986 | 19.7993 | 25.5379 | 35.5896
RES-T (3) | 0.05762 | 0.34167 | 3.5227 | 4.6872 | 10.2574 | 10.3111 | 10.2117 | 10.9739 | 11.6587 | 13.0514 | 15.0861
Overall RES share ( 4) (C ) | 15.6745 | 17.0215 | 19.6774 | 22.7827 | 23.9955 | 22.7214 | 24.6219 | 26.7459 | 28.6684 | 31.1477 | 34.5936
(1) Share of renewable energy in heating and cooling: gross final consumption of energy from renewable sources for heating and cooling (as defined in Articles 5(1)b) and 5(4) of Directive 2009/28/EC) divided by gross final consumption of energy for heating and cooling.
(2) Share of renewable energy in electricity: gross final consumption of electricity from renewable sources for electricity (as defined in Articles 5(1)(a) and 5(3) of Directive 2009/28/EC) divided by total gross final consumption of electricity.
(3) Share of renewable energy in transport: final energy from renewable sources consumed in transport (cf. Article 5(1)(c) and 5(5) of Directive 2009/28/EC) divided by the consumption in transport of 1) petrol; 2) diesel; 3) biofuels used in road and rail transport and 4) electricity in transport.
(4) Share of renewable energy in gross final energy consumption.

## indicator
Lithuania:Reference scenario(REF2015f) | [15 empty] | SUMMARY ENERGY BALANCE AND INDICATORS (B)
| 2000 | 2005 | 2010 | 2015 | 2020 | 2025 | 2030 | 2035 | 2040 | 2045 | 2050 | '00-'10 | '10-'20 | '20-'30 | '30-'40 | '40-'50
Annual % Change
Main Energy System Indicators
Population (Million) | 3.5121 | 3.3552 | 3.142 | 2.9375 | 2.8401 | 2.6027 | 2.3663 | 2.2225 | 2.1592 | 2.11 | 2.0662 | -1.1074 | -1.0049 | -1.8086 | -0.91196 | -0.43904
GDP (in 000 MEuro'13) | 18.8892 | 27.4817 | 28.9622 | 34.8492 | 39.9458 | 42.4072 | 42.752 | 43.4589 | 46.1337 | 49.3187 | 52.6091 | 4.3667 | 3.2676 | 0.68124 | 0.76418 | 1.3221
Gross Inl. Cons./GDP (toe/MEuro'13) | 373.8968 | 316.9741 | 234.3401 | 190.8561 | 163.8672 | 156.7458 | 172.3948 | 163.2821 | 157.1915 | 150.6299 | 142.3457 | -4.5646 | -3.5139 | 0.50859 | -0.91897 | -0.98716
Gross Inl. Cons./Capita (toe/inhabitant) | 2.0109 | 2.5963 | 2.1601 | 2.2642 | 2.3047 | 2.554 | 3.1146 | 3.1928 | 3.3586 | 3.5208 | 3.6243 | 0.71807 | 0.65025 | 3.0572 | 0.75705 | 0.7643
Electricity Generated/Capita (kWh gross/inhabitant) | 3165.823 | 4295.6321 | 1589.5048 | 1724.6097 | 2078.1933 | 3235.6926 | 6094.086 | 6812.5133 | 7056.9758 | 7626.2206 | 8485.8715 | -6.6579 | 2.717 | 11.3582 | 1.4778 | 1.861
Carbon intensity (t of CO2/toe of GIC) | 1.4571 | 1.4279 | 1.8113 | 1.712 | 1.6303 | 1.7178 | 1.2731 | 1.2007 | 1.1319 | 1.0708 | 1.045 | 2.2001 | -1.0477 | -2.4422 | -1.1693 | -0.79517
CO2 Emissions/Capita (t of CO2/inhabitant) | 2.9302 | 3.7073 | 3.9127 | 3.8763 | 3.7574 | 4.3872 | 3.9654 | 3.8335 | 3.8015 | 3.7699 | 3.7875 | 2.9339 | -0.40431 | 0.54031 | -0.42113 | -0.036951
CO2 Emissions to GDP (t of CO2/MEuro'13) | 544.8065 | 452.6207 | 424.4714 | 326.7391 | 267.1474 | 269.2565 | 219.4832 | 196.048 | 177.9197 | 161.2897 | 148.7537 | -2.465 | -4.5249 | -1.9461 | -2.0775 | -1.7745
Import Dependency % | 59.362 | 56.7732 | 81.8228 | 80.0631 | 78.2295 | 79.6123 | 54.335 | 51.677 | 49.8252 | 47.2987 | 45.1539
Energy intensity indicators (2000=100)
Industry (Energy on Value added) | 100 | 80.4801 | 65.9689 | 74.2692 | 69.0402 | 66.7122 | 61.7696 | 54.2709 | 51.5203 | 49.4887 | 47.4445 | -4.0745 | 0.4561 | -1.1066 | -1.798 | -0.82076
Residential (Energy on Private Income) | 100 | 72.2357 | 76.0612 | 59.1423 | 49.2768 | 44.0987 | 40.0412 | 38.1652 | 35.6286 | 33.1507 | 30.8201 | -2.6992 | -4.248 | -2.0541 | -1.1608 | -1.4394
Tertiary (Energy on Value added) | 100 | 88.4027 | 87.3788 | 71.7884 | 64.4757 | 57.0633 | 52.7726 | 49.514 | 45.2889 | 43.1921 | 40.3717 | -1.3401 | -2.9939 | -1.983 | -1.5177 | -1.1428
Transport (Energy on GDP) | 100 | 93.2082 | 95.4134 | 82.5029 | 74.1646 | 69.9061 | 66.511 | 62.8442 | 59.4108 | 55.7412 | 52.7564 | -0.46841 | -2.4878 | -1.0833 | -1.1226 | -1.1809
Carbon Intensity indicators
Electricity and Steam production (t of CO2/MWh) | 0.16621 | 0.145 | 0.20813 | 0.14416 | 0.11731 | 0.14856 | 0.067614 | 0.063687 | 0.061187 | 0.054575 | 0.050694 | 2.2747 | -5.5723 | -5.3608 | -0.99393 | -1.8636
Final energy demand (t of CO2/toe) | 1.3894 | 1.4681 | 1.4763 | 1.5015 | 1.4362 | 1.4364 | 1.4055 | 1.3457 | 1.302 | 1.2672 | 1.2477 | 0.6087 | -0.27524 | -0.21566 | -0.76221 | -0.42492
Industry | 1.3823 | 1.3509 | 1.2867 | 1.3116 | 1.2235 | 1.1952 | 1.0563 | 0.88697 | 0.73914 | 0.69398 | 0.6451 | -0.71388 | -0.50254 | -1.458 | -3.5078 | -1.3515
Residential | 0.40127 | 0.42705 | 0.49567 | 0.50848 | 0.42243 | 0.41596 | 0.42926 | 0.40514 | 0.38157 | 0.35846 | 0.34781 | 2.1352 | -1.5861 | 0.16047 | -1.1707 | -0.9222
Tertiary | 0.88259 | 0.84437 | 0.85594 | 0.8221 | 0.77218 | 0.69877 | 0.61601 | 0.54718 | 0.5146 | 0.46628 | 0.44486 | -0.30617 | -1.0245 | -2.2342 | -1.7827 | -1.4457
Transport | 2.9437 | 2.9382 | 2.8901 | 2.8681 | 2.7625 | 2.7666 | 2.7506 | 2.7269 | 2.7129 | 2.6944 | 2.6774 | -0.18354 | -0.45077 | -0.043108 | -0.1377 | -0.13161
Electricity and steam generation
Net Generation Capacity in MWe | 5538.8476 | 4135.1826 | 2878.2355 | 3443.0526 | 2424.4207 | 2335.5574 | 3262.932 | 3047.9624 | 2939.4702 | 2763.7369 | 3281.6916 | -6.3364 | -1.7012 | 3.0149 | -1.0385 | 1.1074
Nuclear energy | 2880 | 1440 | 0 | 0 | 0 | 0 | 1117 | 1117 | 1117 | 1117 | 1117 | -100 | 0 | 0 | 0 | 0
Renewable energy | 103 | 118 | 249 | 613.979 | 613.979 | 657.0566 | 657.0566 | 657.0566 | 670.0566 | 978.9696 | 1503.2751 | 9.2286 | 9.4449 | 0.6804 | 0.19611 | 8.4158
Hydro (pumping excluded) | 103 | 117 | 116 | 116 | 116 | 116 | 116 | 116 | 128 | 151.7548 | 285.7548 | 1.1957 | 0 | 0 | 0.98926 | 8.3623
Wind | 0 | 1 | 133 | 424.3 | 424.3 | 467.3776 | 467.3776 | 467.3776 | 468.3776 | 753.5357 | 1143.8412 | 0 | 12.3006 | 0.97166 | 0.021375 | 9.3395
Solar | 0 | 0 | 0 | 73.679 | 73.679 | 73.679 | 73.679 | 73.679 | 73.679 | 73.679 | 73.679 | 0 | 0 | 0 | 0 | 0
Other renewables (tidal etc.) | 0 | 0 | 0 | 0 | 0 | 0 | 0 | 0 | 0 | 0 | 0 | 0 | 0 | 0 | 0 | 0
Thermal power | 2555.8476 | 2577.1826 | 2629.2355 | 2829.0736 | 1810.4417 | 1678.5008 | 1488.8754 | 1273.9058 | 1152.4136 | 667.7673 | 661.4165 | 0.28349 | -3.6625 | -1.9365 | -2.5291 | -5.401
of which cogeneration units | 649.576 | 1038 | 1100 | 1798.5869 | 577.7221 | 1095.6031 | 965.3957 | 744.8882 | 685.808 | 647.5257 | 655.1231 | 5.4087 | -6.2368 | 5.2685 | -3.3616 | -0.4567
of which CCS units | 0 | 0 | 0 | 0 | 0 | 0 | 0 | 0 | 0 | 0 | 0 | 0 | 0 | 0 | 0 | 0
Solids fired | 2.912 | 2.912 | 0 | 0 | 0 | 0 | 0 | 0 | 0 | 0 | 0 | -100 | 0 | 0 | 0 | 0
Gas fired | 1736.125 | 1781.3582 | 1822.2652 | 1992.4593 | 1521.271 | 1521.271 | 1350.271 | 1122.271 | 993.546 | 501.0451 | 495.2501 | 0.48542 | -1.7891 | -1.1853 | -3.0212 | -6.7253
Oil fired | 816.8106 | 792.9124 | 770.1124 | 770.1124 | 199.5627 | 47.5627 | 0.0627 | 0.0418 | 0.0418 | 0.0418 | 0 | -0.58698 | -12.632 | -55.3606 | -3.9735 | -100
Biomass-waste fired | 0 | 0 | 36.8578 | 66.5018 | 89.6079 | 109.667 | 138.5417 | 151.5929 | 158.8257 | 166.6805 | 166.1664 | 0 | 9.2903 | 4.4536 | 1.3757 | 0.45284
Hydrogen plants | 0 | 0 | 0 | 0 | 0 | 0 | 0 | 0 | 0 | 0 | 0 | 0 | 0 | 0 | 0 | 0
Geothermal heat | 0 | 0 | 0 | 0 | 0 | 0 | 0 | 0 | 0 | 0 | 0 | 0 | 0 | 0 | 0 | 0
Load factor for net electric capacities (%) | 20.0852 | 36.5047 | 18.2588 | 14.9817 | 25.9994 | 38.4954 | 47.7976 | 53.7439 | 56.0914 | 63.2449 | 58.257
Indicators for gross electricity production
Efficiency for thermal electricity production (%) | 21.9734 | 25.1472 | 28.3842 | 36.5962 | 46.8288 | 46.9959 | 37.6992 | 44.6165 | 44.3846 | 44.1551 | 44.6367
CHP indicator (% of electricity from CHP) | 15.5271 | 15.5324 | 34.6 | 45.513 | 51.9342 | 42.9812 | 18.0207 | 20.5552 | 20.4099 | 19.4663 | 18.0788
CCS indicator (% of electricity from CCS) | 0 | 0 | 0 | 0 | 0 | 0 | 0 | 0 | 0 | 0 | 0
Non fossil fuels in electricity generation (%) | 78.7609 | 74.9011 | 18.2419 | 36.6322 | 32.6061 | 25.2536 | 81.0049 | 77.9817 | 78.4049 | 79.9258 | 81.7495
- nuclear | 75.7036 | 71.71 | 0 | 0 | 0 | 0 | 65.0262 | 61.9324 | 61.5412 | 58.2745 | 53.4807
- renewable energy forms and industrial waste | 3.0573 | 3.1911 | 18.2419 | 36.6322 | 32.6061 | 25.2536 | 15.9787 | 16.0493 | 16.8637 | 21.6513 | 28.2688
Indicators for renewables (excluding industrial waste) (%) (B)
RES in gross final energy demand (%) | 15.6745 | 17.0215 | 19.6774 | 22.7827 | 23.9955 | 22.7214 | 24.6219 | 26.7459 | 28.6684 | 31.1477 | 34.5936
RES in transport (%) | 0.05762 | 0.34167 | 3.5227 | 4.6872 | 10.2574 | 10.3111 | 10.2117 | 10.9739 | 11.6587 | 13.0514 | 15.0861
Transport sector
Passenger transport activity (Gpkm) | 30.0033 | 40.1071 | 37.5925 | 38.709 | 41.3425 | 43.6386 | 44.7067 | 44.9163 | 45.6168 | 46.3627 | 47.1934 | 2.2806 | 0.9554 | 0.78538 | 0.20174 | 0.34036
Public road transport | 2.755 | 3.691 | 2.6936 | 2.8116 | 2.8741 | 2.8958 | 2.9188 | 2.9516 | 2.9827 | 3.0287 | 3.0757 | -0.22513 | 0.65087 | 0.15423 | 0.217 | 0.3075
Private cars and motorcycles | 26.25 | 35.133 | 33.199 | 33.7267 | 35.9732 | 37.8586 | 38.6867 | 38.7127 | 38.8869 | 39.2222 | 39.6548 | 2.3763 | 0.80578 | 0.72984 | 0.051649 | 0.19572
Rail | 0.611 | 0.428 | 0.37306 | 0.42834 | 0.51474 | 0.56512 | 0.58245 | 0.59622 | 0.63514 | 0.66537 | 0.69192 | -4.8138 | 3.2714 | 1.2436 | 0.86974 | 0.85991
Aviation | 0.32399 | 0.78733 | 1.2611 | 1.6735 | 1.9061 | 2.2419 | 2.4412 | 2.5772 | 3.031 | 3.3632 | 3.6859 | 14.5573 | 4.217 | 2.505 | 2.1875 | 1.9756
Inland navigation | 0.063287 | 0.067794 | 0.065721 | 0.068772 | 0.074295 | 0.077172 | 0.077608 | 0.078593 | 0.081052 | 0.083256 | 0.085124 | 0.37823 | 1.2338 | 0.43715 | 0.43519 | 0.49135
Travel per person (km per capita) | 8542.8959 | 11953.6508 | 11964.6113 | 13177.5134 | 14556.5038 | 16766.7361 | 18892.909 | 20209.6651 | 21127.0537 | 21972.8351 | 22840.4564 | 3.4259 | 1.9802 | 2.6418 | 1.1239 | 0.78284
Freight transport activity (Gtkm) | 11.0987 | 16.9448 | 18.6503 | 20.401 | 24.033 | 26.1472 | 26.8495 | 27.5471 | 29.7713 | 31.9067 | 33.8364 | 5.3274 | 2.568 | 1.1144 | 1.0383 | 1.2881
Trucks | 2.1778 | 4.4854 | 5.2163 | 6.2947 | 6.8894 | 7.2423 | 7.301 | 7.438 | 7.8735 | 8.1255 | 8.3247 | 9.1274 | 2.8209 | 0.58196 | 0.75785 | 0.55878
Rail | 8.918 | 12.457 | 13.431 | 14.1032 | 17.14 | 18.9011 | 19.5448 | 20.1053 | 21.8937 | 23.7768 | 25.5072 | 4.1799 | 2.4685 | 1.3216 | 1.1413 | 1.5393
Inland navigation | 0.0028864 | 0.0023911 | 0.003 | 0.0030292 | 0.0035594 | 0.003743 | 0.0037778 | 0.0038714 | 0.0041261 | 0.0043342 | 0.0045406 | 0.38687 | 1.7245 | 0.59725 | 0.88581 | 0.96183
Freight activity per unit of GDP (tkm/000 Euro'13) | 587.5714 | 616.5821 | 643.955 | 585.409 | 601.6389 | 616.5744 | 628.0292 | 633.8658 | 645.3263 | 646.9491 | 643.1665 | 0.92052 | -0.67741 | 0.43021 | 0.27206 | -0.033518
Energy demand in transport (ktoe) | 1054.3 | 1413.3 | 1521.0726 | 1581.9918 | 1631.2343 | 1632.3234 | 1567.2923 | 1505.9501 | 1512.2276 | 1517.7353 | 1533.2868 | 3.7334 | 0.70166 | -0.39908 | -0.35702 | 0.13839
Public road transport | 40.1419 | 50.986 | 39.9694 | 40.9183 | 41.1839 | 40.4986 | 39.4704 | 38.7477 | 38.217 | 37.9846 | 37.8543 | -0.043057 | 0.29979 | -0.42407 | -0.32218 | -0.095319
Private cars and motorcycles | 704.5805 | 844.5867 | 918.6203 | 881.0797 | 871.5291 | 855.8324 | 805.156 | 758.6808 | 733.6465 | 722.3262 | 721.4462 | 2.6882 | -0.52485 | -0.789 | -0.92578 | -0.16755
Trucks | 203.8776 | 386.8273 | 442.7826 | 516.8548 | 555.1596 | 563.6282 | 558.4616 | 549.1946 | 568.0657 | 577.1854 | 586.1234 | 8.0643 | 2.2875 | 0.059319 | 0.17066 | 0.31342
Rail | 75.8 | 79.4 | 65.0002 | 67.1866 | 77.8225 | 80.0913 | 78.7372 | 77.152 | 79.8119 | 80.8532 | 80.7858 | -1.5253 | 1.8167 | 0.11692 | 0.13565 | 0.12137
Aviation | 26.8 | 46.4 | 48.5 | 69.4997 | 78.5953 | 85.1458 | 78.4002 | 75.1199 | 85.3189 | 92.1538 | 99.8252 | 6.1111 | 4.9459 | -0.024841 | 0.84927 | 1.5826
Inland navigation | 3.1 | 5.1 | 6.2 | 6.4526 | 6.9439 | 7.127 | 7.0668 | 7.0552 | 7.1677 | 7.2321 | 7.2519 | 7.1774 | 1.1395 | 0.1756 | 0.14191 | 0.11685
Efficiency indicator (activity related)
Passenger transport (toe/Mpkm) | 25.7859 | 23.4314 | 26.603 | 25.3488 | 23.6562 | 22.1352 | 20.3071 | 19.0859 | 18.3954 | 17.9539 | 17.7277 | 0.31243 | -1.1671 | -1.515 | -0.98381 | -0.36905
Freight transport (toe/Mtkm) | 24.9726 | 27.4932 | 27.2274 | 28.6274 | 26.3369 | 24.6173 | 23.7301 | 22.7351 | 21.7597 | 20.6219 | 19.7081 | 0.8682 | -0.33198 | -1.0368 | -0.8631 | -0.98541
| 0 | 0 | 0 | 0 | 0 | 0 | 0 | 0 | 0 | 0 | 0 | 0 | 0 | 0 | 0 | 0
Source: PRIMES

## industry
Lithuania:Reference scenario(REF2015f) | [15 empty] | INDUSTRY
| 2000 | 2005 | 2010 | 2015 | 2020 | 2025 | 2030 | 2035 | 2040 | 2045 | 2050 | '00-'10 | '10-'20 | '20-'30 | '30-'40 | '40-'50
Annual % Change
Sectoral Value Added (in 000 MEuro'13) | 2.5545 | 4.0191 | 4.4615 | 5.17 | 5.63 | 5.8799 | 5.8822 | 5.898 | 6.1911 | 6.604 | 6.9487 | 5.7346 | 2.3535 | 0.43917 | 0.51316 | 1.1611
Iron and steel | 0.010157 | 0.0075298 | 0.018867 | 0.026447 | 0.031024 | 0.032744 | 0.031881 | 0.031516 | 0.032592 | 0.034022 | 0.03463 | 6.3885 | 5.0992 | 0.27302 | 0.2207 | 0.60838
Non ferrous metals | 0.0069602 | 0.0037384 | 0.006845 | 0.007948 | 0.0082528 | 0.0079632 | 0.0075003 | 0.0072136 | 0.0071778 | 0.0073332 | 0.0075046 | -0.1668 | 1.888 | -0.95156 | -0.43854 | 0.44613
Chemicals | 0.25274 | 0.31336 | 0.58416 | 0.64054 | 0.68115 | 0.68979 | 0.67654 | 0.6694 | 0.68311 | 0.6995 | 0.70982 | 8.7393 | 1.5478 | -0.067879 | 0.096807 | 0.38427
Non metallic minerals | 0.10607 | 0.22755 | 0.15845 | 0.19992 | 0.22857 | 0.24269 | 0.24636 | 0.24893 | 0.25987 | 0.27119 | 0.28247 | 4.0951 | 3.7317 | 0.75239 | 0.53535 | 0.83727
Paper and pulp | 0.10053 | 0.14875 | 0.20005 | 0.22345 | 0.25856 | 0.28026 | 0.29006 | 0.30137 | 0.32247 | 0.35199 | 0.38277 | 7.124 | 2.5987 | 1.1562 | 1.065 | 1.729
Food, drink and tobacco | 0.92619 | 1.0876 | 1.174 | 1.409 | 1.5139 | 1.574 | 1.5424 | 1.5314 | 1.6046 | 1.7136 | 1.7935 | 2.399 | 2.5754 | 0.18698 | 0.39616 | 1.1188
Engineering | 0.29201 | 0.69231 | 0.68711 | 0.80832 | 0.92719 | 0.98845 | 1.0162 | 1.0481 | 1.1305 | 1.2337 | 1.3277 | 8.9339 | 3.042 | 0.92125 | 1.0711 | 1.6213
Textiles | 0.46444 | 0.46672 | 0.38359 | 0.4185 | 0.41713 | 0.40529 | 0.39146 | 0.37303 | 0.35366 | 0.34515 | 0.33271 | -1.8945 | 0.84181 | -0.63312 | -1.0104 | -0.60879
Other industries | 0.39545 | 1.0715 | 1.2485 | 1.4359 | 1.5643 | 1.6587 | 1.6797 | 1.687 | 1.7971 | 1.9475 | 2.0776 | 12.1833 | 2.2806 | 0.71485 | 0.67775 | 1.4609
Final Energy Demand (in ktoe) | 779.5 | 987 | 898.1 | 1171.6595 | 1186.0791 | 1196.962 | 1108.7075 | 976.7334 | 973.3068 | 997.2752 | 1005.9871 | 1.4264 | 2.8203 | -0.67231 | -1.2941 | 0.3308
By sector
Iron and steel | 5.8 | 5.1 | 2.4 | 2.7093 | 3.2167 | 3.0126 | 2.4919 | 2.2714 | 2.2736 | 2.3282 | 2.3153 | -8.4458 | 2.9722 | -2.5209 | -0.91262 | 0.1822
Non ferrous metals | 0.71551 | 0.42574 | 1 | 0.9041 | 0.71692 | 0.64925 | 0.45429 | 0.38228 | 0.3694 | 0.36352 | 0.36379 | 3.4043 | -3.2731 | -4.4598 | -2.0472 | -0.1529
Chemicals | 160.9 | 221 | 297.3 | 448.5338 | 449.9908 | 451.9698 | 413.0921 | 349.8918 | 348.1437 | 352.9899 | 352.8516 | 6.332 | 4.232 | -0.85192 | -1.696 | 0.13441
Non metallic minerals | 153.7 | 185.3 | 131.7 | 171.0416 | 168.9714 | 165.0974 | 155.6282 | 139.0999 | 133.6577 | 131.2103 | 131.6645 | -1.5329 | 2.5233 | -0.81922 | -1.5104 | -0.15014
Paper and pulp | 41.9 | 23.8 | 53.8 | 65.5781 | 72.2214 | 75.1639 | 73.9536 | 65.1126 | 63.0729 | 65.2214 | 65.9909 | 2.5314 | 2.9884 | 0.2373 | -1.5789 | 0.45328
Food, drink and tobacco | 172.0845 | 172.6743 | 171.9 | 205.8335 | 212.3184 | 212.0154 | 187.1692 | 160.8418 | 160.348 | 167.7983 | 168.7874 | -0.010726 | 2.1342 | -1.2528 | -1.5348 | 0.51425
Engineering | 70.4 | 82.6 | 24.2 | 27.5718 | 31.3335 | 32.7193 | 31.7633 | 31.1212 | 32.7503 | 34.9086 | 37.0701 | -10.128 | 2.617 | 0.13632 | 0.30649 | 1.2467
Textiles | 70.2 | 67.1 | 34.7 | 35.1113 | 34.2357 | 32.2071 | 29.8889 | 27.4305 | 25.5449 | 24.5533 | 22.2862 | -6.8036 | -0.13462 | -1.3486 | -1.5583 | -1.3554
Other industries | 103.8 | 229 | 181.1 | 214.376 | 213.0743 | 224.1274 | 214.266 | 200.582 | 207.1463 | 217.9016 | 224.6572 | 5.7236 | 1.6392 | 0.05579 | -0.33736 | 0.81481
By fuel
Solids | 12.9 | 86 | 85.4 | 114.6592 | 106.5492 | 101.2708 | 78.4802 | 43.7018 | 19.2392 | 11.3809 | 6.0829 | 20.8055 | 2.2373 | -3.0113 | -13.1154 | -10.8764
Oil | 169.9 | 94 | 41.4 | 41.1842 | 86.4044 | 66.8491 | 34.5913 | 24.5852 | 16.3769 | 12.8134 | 11.8801 | -13.1678 | 7.635 | -8.7478 | -7.2046 | -3.1591
Gas | 204.3 | 289.7 | 286.3 | 399.3494 | 330.025 | 347.5515 | 315.0727 | 259.639 | 251.1442 | 258.1741 | 250.3374 | 3.4321 | 1.4314 | -0.46258 | -2.2422 | -0.032171
Electricity | 197.2 | 243.7 | 228.4 | 310.1495 | 318.4879 | 322.0569 | 303.1605 | 295.706 | 299.7296 | 311.0536 | 318.7146 | 1.4796 | 3.3808 | -0.49201 | -0.11375 | 0.61604
Heat (distributed CHP) (A) | 163.9 | 172.5 | 180.8 | 199.7939 | 210.5466 | 218.1546 | 217.1676 | 184.7566 | 198.9129 | 204.7127 | 206.8113 | 0.98618 | 1.5348 | 0.31011 | -0.87418 | 0.39016
Other (Biomass, waste, hydrogen etc.) | 31.3 | 101.1 | 75.8 | 106.5233 | 134.0661 | 141.0791 | 160.2352 | 168.3447 | 187.9041 | 199.1405 | 212.1608 | 9.2477 | 5.8681 | 1.7991 | 1.6056 | 1.2215
Fuel use as raw material (in ktoe) | 661.9 | 803.9 | 713.9 | 717.2702 | 792.5278 | 788.3523 | 761.3743 | 748.0297 | 751.8107 | 749.1347 | 757.6925 | 0.75915 | 1.0503 | -0.40022 | -0.12633 | 0.077961
By sector
Petrochemical industry | 570.3 | 645.1 | 602.4 | 601.6484 | 659.1706 | 647.6504 | 623.9688 | 611.1066 | 608.7413 | 609.7564 | 613.521 | 0.54909 | 0.90468 | -0.54732 | -0.24676 | 0.078241
Other non energy uses | 91.6 | 158.8 | 111.5 | 115.6217 | 133.3572 | 140.702 | 137.4056 | 136.9231 | 143.0693 | 139.3783 | 144.1715 | 1.9854 | 1.8062 | 0.29951 | 0.40474 | 0.076771
By fuel
Solids | 0.7 | 0 | 0 | 0 | 0 | 0 | 0 | 0 | 0 | 0 | 0 | -100 | 0 | 0 | 0 | 0
Oil | 118.6 | 223.8 | 181.2 | 146.376 | 167.0518 | 173.8077 | 169.3008 | 168.1609 | 174.1862 | 170.547 | 175.5326 | 4.3296 | -0.80968 | 0.13382 | 0.28488 | 0.077033
Gas | 542.6 | 580.1 | 532.7 | 570.8942 | 625.476 | 614.5446 | 592.0736 | 579.8688 | 577.6245 | 578.5877 | 582.1598 | -0.18397 | 1.6185 | -0.54732 | -0.24676 | 0.078241
Energy intensity (toe/MEuro'13) | 305.1432 | 245.5797 | 201.2995 | 226.6274 | 210.6716 | 203.5676 | 188.4857 | 165.6039 | 157.2106 | 151.0113 | 144.7736 | -4.0745 | 0.4561 | -1.1066 | -1.798 | -0.82076
Iron and steel | 571.0502 | 677.3098 | 127.2066 | 102.4413 | 103.6852 | 92.0029 | 78.1609 | 72.0705 | 69.7588 | 68.4329 | 66.8595 | -13.9435 | -2.0238 | -2.7863 | -1.1308 | -0.4236
Non ferrous metals | 102.7999 | 113.8826 | 146.0927 | 113.7521 | 86.8698 | 81.5305 | 60.5692 | 52.9939 | 51.4644 | 49.5719 | 48.4762 | 3.5771 | -5.0655 | -3.542 | -1.6158 | -0.59637
Chemicals | 636.6313 | 705.2678 | 508.9339 | 700.2404 | 660.6388 | 655.2314 | 610.5993 | 522.6925 | 509.6426 | 504.6298 | 497.0987 | -2.2139 | 2.6432 | -0.78457 | -1.7911 | -0.2489
Non metallic minerals | 1449.0389 | 814.3094 | 831.1649 | 855.5529 | 739.2615 | 680.2729 | 631.7132 | 558.7992 | 514.3249 | 483.8273 | 466.1242 | -5.4066 | -1.1649 | -1.5599 | -2.0348 | -0.97921
Paper and pulp | 416.8116 | 159.9962 | 268.931 | 293.4828 | 279.3232 | 268.1931 | 254.9631 | 216.0573 | 195.5935 | 185.2912 | 172.4051 | -4.2872 | 0.37987 | -0.90836 | -2.616 | -1.254
Food, drink and tobacco | 185.7989 | 158.7696 | 146.4264 | 146.0889 | 140.2494 | 134.6965 | 121.3486 | 105.026 | 99.9294 | 97.9213 | 94.1132 | -2.3533 | -0.43008 | -1.4371 | -1.9233 | -0.59786
Engineering | 241.088 | 119.3099 | 35.2197 | 34.1102 | 33.794 | 33.1017 | 31.2557 | 29.6938 | 28.9702 | 28.2958 | 27.9199 | -17.4986 | -0.41239 | -0.77776 | -0.75648 | -0.3686
Textiles | 151.1492 | 143.7704 | 90.4615 | 83.8984 | 82.0743 | 79.4658 | 76.3523 | 73.5334 | 72.2305 | 71.1384 | 66.9845 | -5.0039 | -0.96828 | -0.72006 | -0.55342 | -0.75118
Other industries | 262.4846 | 213.7149 | 145.0585 | 149.297 | 136.2144 | 135.1213 | 127.5587 | 118.8966 | 115.2654 | 111.8893 | 108.1325 | -5.7581 | -0.6271 | -0.65438 | -1.0083 | -0.63677
CO2 EMISSIONS (in kt CO2) | 1077.467 | 1333.3192 | 1155.5742 | 1536.8028 | 1451.1314 | 1430.6373 | 1171.179 | 866.3309 | 719.4095 | 692.0848 | 648.9668 | 0.7023 | 2.3036 | -2.1205 | -4.7565 | -1.0252
Iron and steel | 3.8405 | 9.0902 | 3.1359 | 3.3803 | 3.9557 | 2.8274 | 1.3473 | 0.85071 | 0.48674 | 0.41722 | 0.37203 | -2.0066 | 2.3497 | -10.2108 | -9.6802 | -2.6518
Non ferrous metals | 1.4457 | 0.76509 | 1.879 | 1.7704 | 1.3812 | 1.2112 | 0.80786 | 0.67726 | 0.66213 | 0.65317 | 0.6522 | 2.6563 | -3.031 | -5.2218 | -1.9697 | -0.15086
Chemicals | 20.0515 | 113.21 | 191.3134 | 393.0825 | 346.7784 | 328.7465 | 259.5743 | 185.1138 | 162.9251 | 163.7286 | 161.2664 | 25.3025 | 6.1282 | -2.8549 | -4.5507 | -0.10228
Non metallic minerals | 397.8828 | 529.2531 | 403.8099 | 523.868 | 492.1665 | 461.3611 | 382.0121 | 270.3469 | 193.6055 | 164.4746 | 149.8899 | 0.14798 | 1.9984 | -2.5018 | -6.5705 | -2.5267
Paper and pulp | 70.7637 | 3.5231 | 65.7651 | 94.6119 | 89.435 | 88.4466 | 85.0407 | 73.9305 | 66.1206 | 50.6299 | 32.4165 | -0.72988 | 3.122 | -0.50255 | -2.4851 | -6.88
Food, drink and tobacco | 322.8955 | 275.5263 | 272.9215 | 308.3316 | 323.4782 | 316.5239 | 237.3518 | 160.5666 | 139.9422 | 146.8001 | 138.2031 | -1.6674 | 1.714 | -3.0485 | -5.146 | -0.12497
Engineering | 75.9087 | 78.4932 | 20.669 | 18.9341 | 20.2086 | 21.9437 | 19.6771 | 19.3166 | 17.5685 | 19.8947 | 21.2932 | -12.1983 | -0.22505 | -0.26615 | -1.1271 | 1.9414
Textiles | 60.5162 | 86.1817 | 42.7951 | 47.9282 | 48.1753 | 45.4491 | 38.2828 | 29.4505 | 24.6716 | 22.5655 | 18.1981 | -3.4055 | 1.1913 | -2.2722 | -4.2984 | -2.9975
Other industries | 124.1624 | 237.2765 | 153.2853 | 144.8959 | 125.5526 | 164.1277 | 147.0851 | 126.078 | 113.4273 | 122.9211 | 126.6754 | 2.1295 | -1.976 | 1.5955 | -2.565 | 1.1108
Carbon intensity (in t CO2/toe) | 1.3823 | 1.3509 | 1.2867 | 1.3116 | 1.2235 | 1.1952 | 1.0563 | 0.88697 | 0.73914 | 0.69398 | 0.6451 | -0.71388 | -0.50254 | -1.458 | -3.5078 | -1.3515
Iron and steel | 0.66215 | 1.7824 | 1.3066 | 1.2477 | 1.2297 | 0.93854 | 0.54067 | 0.37454 | 0.21408 | 0.1792 | 0.16068 | 7.0333 | -0.60458 | -7.8887 | -8.8483 | -2.8288
Non ferrous metals | 2.0205 | 1.7971 | 1.879 | 1.9582 | 1.9266 | 1.8656 | 1.7783 | 1.7717 | 1.7924 | 1.7968 | 1.7928 | -0.72336 | 0.25028 | -0.79757 | 0.079102 | 0.0020364
Chemicals | 0.12462 | 0.51226 | 0.6435 | 0.87637 | 0.77063 | 0.72736 | 0.62837 | 0.52906 | 0.46798 | 0.46383 | 0.45704 | 17.8409 | 1.8192 | -2.0202 | -2.904 | -0.23637
Non metallic minerals | 2.5887 | 2.8562 | 3.0661 | 3.0628 | 2.9127 | 2.7945 | 2.4546 | 1.9435 | 1.4485 | 1.2535 | 1.1384 | 1.707 | -0.51199 | -1.6965 | -5.1377 | -2.3802
Paper and pulp | 1.6889 | 0.14803 | 1.2224 | 1.4427 | 1.2383 | 1.1767 | 1.1499 | 1.1354 | 1.0483 | 0.77628 | 0.49123 | -3.1808 | 0.12969 | -0.7381 | -0.92077 | -7.3002
Food, drink and tobacco | 1.8764 | 1.5956 | 1.5877 | 1.498 | 1.5236 | 1.4929 | 1.2681 | 0.99829 | 0.87274 | 0.87486 | 0.8188 | -1.6568 | -0.41142 | -1.8184 | -3.6675 | -0.63595
Engineering | 1.0782 | 0.95028 | 0.85409 | 0.68672 | 0.64495 | 0.67067 | 0.61949 | 0.62069 | 0.53644 | 0.56991 | 0.5744 | -2.3036 | -2.7696 | -0.40192 | -1.4292 | 0.68613
Textiles | 0.86205 | 1.2844 | 1.2333 | 1.365 | 1.4072 | 1.4112 | 1.2808 | 1.0736 | 0.96581 | 0.91904 | 0.81656 | 3.6461 | 1.3277 | -0.93625 | -2.7835 | -1.6647
Other industries | 1.1962 | 1.0361 | 0.84641 | 0.6759 | 0.58924 | 0.7323 | 0.68646 | 0.62856 | 0.54757 | 0.56411 | 0.56386 | -3.3996 | -3.5569 | 1.5388 | -2.2352 | 0.29359
| 0 | 0 | 0 | 0 | 0 | 0 | 0 | 0 | 0 | 0 | 0 | 0 | 0 | 0 | 0 | 0
Source: PRIMES

## domestic
Lithuania:Reference scenario(REF2015f) | [15 empty] | RESIDENTIAL, SERVICES AND AGRICULTURE
| 2000 | 2005 | 2010 | 2015 | 2020 | 2025 | 2030 | 2035 | 2040 | 2045 | 2050 | '00-'10 | '10-'20 | '20-'30 | '30-'40 | '40-'50
Annual % Change
RESIDENTIAL SECTOR
Key indicators
Private Consumption (in Euro'13/capita) | 3448.1039 | 5513.5736 | 5925.5176 | 7635.3164 | 9038.0339 | 10541.7652 | 11768.2909 | 12822.6583 | 14104.9364 | 15532.5451 | 17031.5613 | 5.5637 | 4.3121 | 2.6748 | 1.8277 | 1.9033
Population (mio) | 3.5121 | 3.3552 | 3.142 | 2.9375 | 2.8401 | 2.6027 | 2.3663 | 2.2225 | 2.1592 | 2.11 | 2.0662 | -1.1074 | -1.0049 | -1.8086 | -0.91196 | -0.43904
Number of households (mio) | 1.2771 | 1.2745 | 1.1859 | 1.164 | 1.1414 | 1.061 | 0.97542 | 0.92457 | 0.90789 | 0.89742 | 0.88896 | -0.73797 | -0.38177 | -1.5594 | -0.71488 | -0.21052
Households size (inhabitants/household) | 2.75 | 2.6326 | 2.6494 | 2.5236 | 2.4882 | 2.453 | 2.426 | 2.4038 | 2.3782 | 2.3512 | 2.3243 | -0.37215 | -0.62552 | -0.25313 | -0.1985 | -0.229
Final Energy Demand (in ktoe) | 1367.5 | 1509 | 1599.1 | 1497.914 | 1428.3679 | 1366.2967 | 1259.1502 | 1228.2145 | 1225.291 | 1226.8782 | 1224.7515 | 1.5769 | -1.1227 | -1.253 | -0.27222 | -0.0044043
By end use
Heating and cooling (incl. cooking) | 1245.4129 | 1358.9817 | 1419.3847 | 1330.9613 | 1243.3793 | 1179.3168 | 1073.9335 | 1041.7756 | 1030.0864 | 1025.5095 | 1021.0287 | 1.3161 | -1.3152 | -1.4544 | -0.41599 | -0.088282
Electric appliances and lighting | 122.0871 | 150.0183 | 179.7153 | 167.0647 | 184.9886 | 186.9799 | 185.2166 | 186.439 | 195.2046 | 201.3686 | 203.7228 | 3.9421 | 0.28962 | 0.012319 | 0.5266 | 0.42803
By fuel
Solids | 23.6 | 38.3 | 69.7 | 74.4095 | 38.7577 | 32.9455 | 29.9449 | 22.8972 | 16.2773 | 9.2061 | 5.1624 | 11.4377 | -5.6998 | -2.5467 | -5.9138 | -10.8488
Oil | 77.7 | 63.1 | 47.1 | 53.5355 | 45.8685 | 42.8028 | 41.4072 | 40.79 | 40.6856 | 40.0783 | 40.2823 | -4.8826 | -0.2646 | -1.018 | -0.17565 | -0.099569
Gas | 104 | 134.5 | 158.4 | 128.9544 | 136.1966 | 134.9208 | 129.9399 | 124.7357 | 123.6783 | 124.9239 | 125.8996 | 4.2971 | -1.4989 | -0.46918 | -0.49266 | 0.17817
Electricity | 151.9 | 185.9 | 222.7 | 223.9507 | 240.9859 | 241.4411 | 234.0078 | 234.025 | 242.057 | 249.8843 | 253.0137 | 3.9002 | 0.79225 | -0.29341 | 0.33876 | 0.44369
Heat | 483.7 | 531.6 | 527.4 | 489.4074 | 508.1279 | 517.3024 | 457.8382 | 445.3976 | 439.6678 | 445.1796 | 439.1054 | 0.8687 | -0.37157 | -1.0368 | -0.40414 | -0.0128
Other | 526.6 | 555.6 | 573.8 | 527.6565 | 458.4313 | 396.8842 | 366.0122 | 360.369 | 362.925 | 357.606 | 361.2881 | 0.86209 | -2.2197 | -2.2263 | -0.084668 | -0.045196
Energy intensity
Household income related (toe/MEuro'13) | 112.9232 | 81.5709 | 85.8908 | 66.7854 | 55.645 | 49.7977 | 45.2158 | 43.0974 | 40.233 | 37.4349 | 34.803 | -2.6992 | -4.248 | -2.0541 | -1.1608 | -1.4394
Population related (toe/capita) | 0.38937 | 0.44975 | 0.50895 | 0.50993 | 0.50292 | 0.52496 | 0.53211 | 0.55262 | 0.56748 | 0.58146 | 0.59275 | 2.7143 | -0.11903 | 0.56582 | 0.64563 | 0.43655
CO2 EMISSIONS (in kt CO2) | 548.7388 | 644.4199 | 792.6254 | 761.6559 | 603.3856 | 568.3292 | 540.5003 | 497.5987 | 467.5374 | 439.7921 | 425.9795 | 3.7457 | -2.6911 | -1.0946 | -1.4397 | -0.92656
Carbon intensity
Household income related (t CO2/MEuro'13) | 45.3129 | 34.8349 | 42.5734 | 33.9589 | 23.5061 | 20.714 | 19.4093 | 17.4605 | 15.3518 | 13.4191 | 12.1048 | -0.62167 | -5.7667 | -1.8969 | -2.3179 | -2.3483
Population related (t CO2 per capita) | 0.15624 | 0.19206 | 0.25227 | 0.25929 | 0.21245 | 0.21836 | 0.22841 | 0.22389 | 0.21654 | 0.20843 | 0.20616 | 4.9074 | -1.7033 | 0.7272 | -0.53259 | -0.48967
Fuel consumption related (t CO2 per toe) | 0.40127 | 0.42705 | 0.49567 | 0.50848 | 0.42243 | 0.41596 | 0.42926 | 0.40514 | 0.38157 | 0.35846 | 0.34781 | 2.1352 | -1.5861 | 0.16047 | -1.1707 | -0.9222
SERVICES AND AGRICULTURE SECTOR
SECTORAL VALUE ADDED (in 000 MEuro'13) | 12.7131 | 17.1697 | 18.6085 | 22.577 | 26.2312 | 28.041 | 28.3347 | 28.9229 | 30.8619 | 33.133 | 35.6061 | 3.8834 | 3.4929 | 0.77436 | 0.858 | 1.4402
Services | 11.9007 | 16.2851 | 17.7563 | 21.5953 | 25.2142 | 27.0214 | 27.3516 | 27.9854 | 29.9473 | 32.2255 | 34.7119 | 4.0825 | 3.5689 | 0.81703 | 0.91076 | 1.4874
Market services | 5.6757 | 7.6537 | 9.0386 | 11.232 | 13.0919 | 14.044 | 14.2653 | 14.7001 | 15.7865 | 16.89 | 18.0003 | 4.763 | 3.7744 | 0.86207 | 1.0184 | 1.321
Non market services | 3.4374 | 4.0092 | 4.0682 | 4.5619 | 5.2339 | 5.447 | 5.4189 | 5.3357 | 5.5212 | 5.8395 | 6.2747 | 1.6992 | 2.5515 | 0.34796 | 0.1871 | 1.2875
Trade | 2.9167 | 4.7132 | 4.6495 | 5.8015 | 6.8883 | 7.5304 | 7.6674 | 7.9496 | 8.6397 | 9.4961 | 10.4369 | 4.7736 | 4.009 | 1.0773 | 1.201 | 1.9078
Agriculture | 0.81233 | 0.88465 | 0.85226 | 0.98166 | 1.0171 | 1.0196 | 0.9831 | 0.93755 | 0.91456 | 0.90746 | 0.89427 | 0.48096 | 1.7838 | -0.33934 | -0.72002 | -0.22407
Final Energy Demand (in ktoe) | 563.1 | 672.3 | 720.2 | 717.8845 | 749.1173 | 708.7377 | 662.3124 | 634.315 | 619.0841 | 633.8696 | 636.7021 | 2.4912 | 0.39444 | -1.224 | -0.67269 | 0.281
By sector
Services | 463.5 | 566.6 | 608.4 | 607.9705 | 629.7093 | 593.8156 | 561.6122 | 542.8319 | 530.0239 | 547.9178 | 553.567 | 2.7576 | 0.34485 | -1.1379 | -0.57722 | 0.43555
Agriculture | 99.6 | 105.7 | 111.8 | 109.914 | 119.408 | 114.9221 | 100.7001 | 91.4831 | 89.0602 | 85.9518 | 83.1351 | 1.1622 | 0.66052 | -1.6896 | -1.2208 | -0.68609
By end use
Heating and cooling | 391.3858 | 455.3527 | 486.1492 | 482.7875 | 482.968 | 453.424 | 407.6642 | 363.9638 | 348.7244 | 330.5194 | 317.319 | 2.1919 | -0.06563 | -1.6808 | -1.5495 | -0.9393
Electric appliances and lighting | 112.4122 | 154.8613 | 165.7718 | 163.8082 | 188.9925 | 181.7013 | 189.7448 | 212.196 | 214.6982 | 250.7298 | 269.5006 | 3.9608 | 1.3196 | 0.039736 | 1.2432 | 2.2994
Agriculture specific uses | 59.302 | 62.086 | 68.279 | 71.5348 | 77.1569 | 73.6124 | 64.9034 | 58.1552 | 55.6615 | 52.6203 | 49.8825 | 1.4196 | 1.2299 | -1.7145 | -1.5244 | -1.0902
By fuel
Solids | 45.3 | 52.2 | 52.5 | 48.9114 | 36.9879 | 21.3479 | 12.4862 | 7.3624 | 4.4496 | 2.5201 | 1.4278 | 1.486 | -3.4416 | -10.2908 | -9.8035 | -10.7445
Oil | 58.7 | 54.1 | 54.7 | 54.1027 | 56.3543 | 55.8132 | 49.5169 | 44.1252 | 41.3223 | 38.992 | 36.6494 | -0.70328 | 0.29839 | -1.2851 | -1.7928 | -1.1929
Gas | 54.9 | 79.1 | 97.6 | 93.5981 | 107.6097 | 100.2716 | 86.8796 | 76.9966 | 73.6435 | 70.2803 | 70.0117 | 5.9224 | 0.98111 | -2.1171 | -1.6393 | -0.50446
Electricity | 177.2 | 247.6 | 259 | 290.7805 | 315.2656 | 309.4217 | 312.9266 | 324.3277 | 323.3462 | 354.2826 | 370.8709 | 3.8684 | 1.9853 | -0.07444 | 0.32809 | 1.3807
Heat | 179.8 | 201.2 | 213.3 | 180.517 | 195.3605 | 193.0445 | 171.9112 | 156.187 | 149.729 | 144.507 | 136.085 | 1.7232 | -0.87469 | -1.2705 | -1.372 | -0.95092
Other | 47.2 | 38.1 | 43.1 | 49.9748 | 37.5395 | 28.8389 | 28.5919 | 25.316 | 26.5934 | 23.2876 | 21.6573 | -0.90459 | -1.3718 | -2.686 | -0.72197 | -2.0323
Energy intensity
Value added related (toe/MEuro'13) | 44.293 | 39.1562 | 38.7027 | 31.7972 | 28.5582 | 25.275 | 23.3746 | 21.9312 | 20.0598 | 19.1311 | 17.8818 | -1.3401 | -2.9939 | -1.983 | -1.5177 | -1.1428
Services | 38.9471 | 34.7926 | 34.2639 | 28.1529 | 24.9744 | 21.9757 | 20.533 | 19.397 | 17.6985 | 17.0026 | 15.9475 | -1.2729 | -3.1129 | -1.9391 | -1.4746 | -1.0364
Agriculture | 122.6103 | 119.4826 | 131.1812 | 111.9681 | 117.4019 | 112.7115 | 102.4317 | 97.5766 | 97.3803 | 94.7164 | 92.9639 | 0.67797 | -1.1036 | -1.3548 | -0.50444 | -0.46305
Population related (toe/capita) | 0.16033 | 0.20037 | 0.22922 | 0.24439 | 0.26376 | 0.27231 | 0.27989 | 0.2854 | 0.28672 | 0.30041 | 0.30815 | 3.6389 | 1.4135 | 0.59536 | 0.24147 | 0.72322
Services | 0.13197 | 0.16887 | 0.19364 | 0.20697 | 0.22172 | 0.22815 | 0.23734 | 0.24424 | 0.24548 | 0.25968 | 0.26791 | 3.9082 | 1.3635 | 0.68303 | 0.33781 | 0.87845
Agriculture | 0.028359 | 0.031503 | 0.035583 | 0.037418 | 0.042043 | 0.044155 | 0.042556 | 0.041162 | 0.041248 | 0.040735 | 0.040235 | 2.295 | 1.6823 | 0.12126 | -0.31172 | -0.24814
CO2 EMISSIONS (in kt CO2) | 496.9857 | 567.6709 | 616.4446 | 590.171 | 578.4503 | 495.2444 | 407.9895 | 347.0838 | 318.5789 | 295.5599 | 283.2427 | 2.1774 | -0.63414 | -3.4309 | -2.4434 | -1.1688
Services | 313.2683 | 363.9138 | 398.8241 | 370.4786 | 343.429 | 263.4122 | 203.3588 | 161.8939 | 142.03 | 126.7177 | 121.4559 | 2.444 | -1.4843 | -5.1052 | -3.5257 | -1.5527
Agriculture | 183.7174 | 203.7572 | 217.6205 | 219.6924 | 235.0213 | 231.8322 | 204.6306 | 185.1899 | 176.5488 | 168.8422 | 161.7869 | 1.708 | 0.7722 | -1.3752 | -1.4652 | -0.86938
Carbon intensity
Value added related (t CO2/MEuro'13) | 39.0925 | 33.0624 | 33.127 | 26.1404 | 22.052 | 17.6614 | 14.3989 | 12.0003 | 10.3227 | 8.9204 | 7.9549 | -1.6422 | -3.9878 | -4.1729 | -3.2733 | -2.572
Services | 26.3234 | 22.3465 | 22.461 | 17.1555 | 13.6205 | 9.7483 | 7.435 | 5.7849 | 4.7427 | 3.9322 | 3.499 | -1.5743 | -4.879 | -5.8742 | -4.3964 | -2.9955
Agriculture | 226.1612 | 230.3258 | 255.3464 | 223.7979 | 231.0729 | 227.3728 | 208.1492 | 197.5251 | 193.0422 | 186.0592 | 180.9143 | 1.2211 | -0.99391 | -1.0393 | -0.75063 | -0.64675
Population related (t CO2 per capita) | 0.14151 | 0.16919 | 0.1962 | 0.20091 | 0.20367 | 0.19028 | 0.17242 | 0.15617 | 0.14755 | 0.14008 | 0.13708 | 3.3216 | 0.37452 | -1.6521 | -1.5455 | -0.73295
Services | 0.089198 | 0.10846 | 0.12693 | 0.12612 | 0.12092 | 0.10121 | 0.085939 | 0.072843 | 0.06578 | 0.060056 | 0.058782 | 3.5911 | -0.48424 | -3.3573 | -2.6378 | -1.1186
Agriculture | 0.05231 | 0.060728 | 0.069262 | 0.074789 | 0.08275 | 0.089074 | 0.086476 | 0.083324 | 0.081767 | 0.08002 | 0.078301 | 2.8469 | 1.7951 | 0.44145 | -0.55838 | -0.43223
Fuel consumption related (t CO2 per toe) | 0.88259 | 0.84437 | 0.85594 | 0.8221 | 0.77218 | 0.69877 | 0.61601 | 0.54718 | 0.5146 | 0.46628 | 0.44486 | -0.30617 | -1.0245 | -2.2342 | -1.7827 | -1.4457
Services | 0.67588 | 0.64228 | 0.65553 | 0.60937 | 0.54538 | 0.44359 | 0.3621 | 0.29824 | 0.26797 | 0.23127 | 0.21941 | -0.30519 | -1.8228 | -4.0129 | -2.9656 | -1.9796
Agriculture | 1.8446 | 1.9277 | 1.9465 | 1.9988 | 1.9682 | 2.0173 | 2.0321 | 2.0243 | 1.9824 | 1.9644 | 1.9461 | 0.5395 | 0.11095 | 0.31981 | -0.24744 | -0.18455
| 0 | 0 | 0 | 0 | 0 | 0 | 0 | 0 | 0 | 0 | 0 | 0 | 0 | 0 | 0 | 0
Source: PRIMES

## transport
Lithuania:Reference scenario(REF2015f) | [15 empty] | TRANSPORT SECTOR
| 2000 | 2005 | 2010 | 2015 | 2020 | 2025 | 2030 | 2035 | 2040 | 2045 | 2050 | '00-'10 | '10-'20 | '20-'30 | '30-'40 | '40-'50
Annual % Change
Transport activity
Passenger transport activity (Gpkm) | 30.0033 | 40.1071 | 37.5925 | 38.709 | 41.3425 | 43.6386 | 44.7067 | 44.9163 | 45.6168 | 46.3627 | 47.1934 | 2.2806 | 0.9554 | 0.78538 | 0.20174 | 0.34036
Public road transport | 2.755 | 3.691 | 2.6936 | 2.8116 | 2.8741 | 2.8958 | 2.9188 | 2.9516 | 2.9827 | 3.0287 | 3.0757 | -0.22513 | 0.65087 | 0.15423 | 0.217 | 0.3075
Private cars(1) | 26 | 34.793 | 32.569 | 33.0682 | 35.2863 | 37.1519 | 37.9599 | 37.976 | 38.1404 | 38.463 | 38.8827 | 2.2782 | 0.80456 | 0.73302 | 0.047459 | 0.19294
Motorcycles | 0.25 | 0.34 | 0.63 | 0.65846 | 0.68694 | 0.70673 | 0.72679 | 0.73672 | 0.74653 | 0.75915 | 0.77205 | 9.6831 | 0.869 | 0.56551 | 0.26835 | 0.33671
Rail | 0.611 | 0.428 | 0.37306 | 0.42834 | 0.51474 | 0.56512 | 0.58245 | 0.59622 | 0.63514 | 0.66537 | 0.69192 | -4.8138 | 3.2714 | 1.2436 | 0.86974 | 0.85991
Aviation(2) | 0.32399 | 0.78733 | 1.2611 | 1.6735 | 1.9061 | 2.2419 | 2.4412 | 2.5772 | 3.031 | 3.3632 | 3.6859 | 14.5573 | 4.217 | 2.505 | 2.1875 | 1.9756
Inland navigation | 0.063287 | 0.067794 | 0.065721 | 0.068772 | 0.074295 | 0.077172 | 0.077608 | 0.078593 | 0.081052 | 0.083256 | 0.085124 | 0.37823 | 1.2338 | 0.43715 | 0.43519 | 0.49135
Freight transport activity (Gtkm) | 11.0987 | 16.9448 | 18.6503 | 20.401 | 24.033 | 26.1472 | 26.8495 | 27.5471 | 29.7713 | 31.9067 | 33.8364 | 5.3274 | 2.568 | 1.1144 | 1.0383 | 1.2881
Trucks(1) | 2.1778 | 4.4854 | 5.2163 | 6.2947 | 6.8894 | 7.2423 | 7.301 | 7.438 | 7.8735 | 8.1255 | 8.3247 | 9.1274 | 2.8209 | 0.58196 | 0.75785 | 0.55878
Rail | 8.918 | 12.457 | 13.431 | 14.1032 | 17.14 | 18.9011 | 19.5448 | 20.1053 | 21.8937 | 23.7768 | 25.5072 | 4.1799 | 2.4685 | 1.3216 | 1.1413 | 1.5393
Inland navigation | 0.0028864 | 0.0023911 | 0.003 | 0.0030292 | 0.0035594 | 0.003743 | 0.0037778 | 0.0038714 | 0.0041261 | 0.0043342 | 0.0045406 | 0.38687 | 1.7245 | 0.59725 | 0.88581 | 0.96183
Detailed Results
Activity indicators
Travel per person (km per capita) | 8542.8959 | 11953.6508 | 11964.6113 | 13177.5134 | 14556.5038 | 16766.7361 | 18892.909 | 20209.6651 | 21127.0537 | 21972.8351 | 22840.4564 | 3.4259 | 1.9802 | 2.6418 | 1.1239 | 0.78284
Freight activity per unit of GDP (tkm/000 Euro'13) | 587.5714 | 616.5821 | 643.955 | 585.409 | 601.6389 | 616.5744 | 628.0292 | 633.8658 | 645.3263 | 646.9491 | 643.1665 | 0.92052 | -0.67741 | 0.43021 | 0.27206 | -0.033518
Final Energy Demand (in ktoe) | 1054.3 | 1413.3 | 1521.0726 | 1581.9918 | 1631.2343 | 1632.3234 | 1567.2923 | 1505.9501 | 1512.2276 | 1517.7353 | 1533.2868 | 3.7334 | 0.70166 | -0.39908 | -0.35702 | 0.13839
By transport mean
Road transport | 948.6 | 1282.4 | 1401.3723 | 1438.8528 | 1467.8727 | 1459.9593 | 1403.088 | 1346.6231 | 1339.9292 | 1337.4961 | 1345.4239 | 3.9793 | 0.4647 | -0.45037 | -0.45953 | 0.040932
Public road transport | 40.1419 | 50.986 | 39.9694 | 40.9183 | 41.1839 | 40.4986 | 39.4704 | 38.7477 | 38.217 | 37.9846 | 37.8543 | -0.043057 | 0.29979 | -0.42407 | -0.32218 | -0.095319
Motorcycles | 8.6039 | 10.983 | 19.2045 | 19.4507 | 19.917 | 19.7832 | 18.825 | 18.8776 | 18.9425 | 18.8247 | 18.7253 | 8.3605 | 0.36496 | -0.5623 | 0.062221 | -0.11525
Private cars | 695.9766 | 833.6037 | 899.4158 | 861.629 | 851.6121 | 836.0492 | 786.331 | 739.8032 | 714.704 | 703.5015 | 702.7209 | 2.5975 | -0.54465 | -0.79436 | -0.95055 | -0.16894
Trucks | 203.8776 | 386.8273 | 442.7826 | 516.8548 | 555.1596 | 563.6282 | 558.4616 | 549.1946 | 568.0657 | 577.1854 | 586.1234 | 8.0643 | 2.2875 | 0.059319 | 0.17066 | 0.31342
Rail | 75.8 | 79.4 | 65.0002 | 67.1866 | 77.8225 | 80.0913 | 78.7372 | 77.152 | 79.8119 | 80.8532 | 80.7858 | -1.5253 | 1.8167 | 0.11692 | 0.13565 | 0.12137
Aviation | 26.8 | 46.4 | 48.5 | 69.4997 | 78.5953 | 85.1458 | 78.4002 | 75.1199 | 85.3189 | 92.1538 | 99.8252 | 6.1111 | 4.9459 | -0.024841 | 0.84927 | 1.5826
Inland navigation | 3.1 | 5.1 | 6.2 | 6.4526 | 6.9439 | 7.127 | 7.0668 | 7.0552 | 7.1677 | 7.2321 | 7.2519 | 7.1774 | 1.1395 | 0.1756 | 0.14191 | 0.11685
By transport activity
Passenger transport | 777.1358 | 947.4348 | 1013.2721 | 997.9646 | 998.2811 | 988.6496 | 930.1501 | 879.6625 | 864.4126 | 859.759 | 866.4349 | 2.6888 | -0.14894 | -0.7044 | -0.73028 | 0.02337
Freight transport | 277.1642 | 465.8652 | 507.8004 | 584.0272 | 632.9532 | 643.6738 | 637.1422 | 626.2876 | 647.815 | 657.9763 | 666.8518 | 6.2418 | 2.2275 | 0.065986 | 0.16626 | 0.29005
By fuel
Solids | 0 | 0 | 0 | 0 | 0 | 0 | 0 | 0 | 0 | 0 | 0 | 0 | 0 | 0 | 0 | 0
Oil | 1050 | 1408.5 | 1514.3037 | 1574.5029 | 1617.9558 | 1611.9843 | 1538.2981 | 1468.0877 | 1464.305 | 1459.1589 | 1462.6424 | 3.7295 | 0.66427 | -0.5036 | -0.49175 | -0.01136
Liquified petroleum gas | 119.8 | 228.6 | 174.1 | 199.6911 | 221.5572 | 228.1983 | 246.5164 | 240.5651 | 231.3762 | 228.8285 | 224.3495 | 3.8088 | 2.4398 | 1.0732 | -0.63183 | -0.30793
Gasoline | 390.5 | 352.2 | 306.6 | 241.0766 | 196.4531 | 173.8588 | 153.6024 | 140.4721 | 130.9961 | 125.9579 | 123.5457 | -2.3898 | -4.3536 | -2.4305 | -1.5794 | -0.58386
of which biofuels | 0 | 0.6 | 10.2615 | 7.3278 | 15.6264 | 12.3077 | 10.8913 | 10.2452 | 9.4586 | 9.0038 | 8.7431 | 0 | 4.2953 | -3.5456 | -1.4005 | -0.78349
Diesel oil | 512.9 | 781.3 | 985.1037 | 1064.235 | 1121.3493 | 1124.7802 | 1059.7776 | 1011.9292 | 1016.6121 | 1012.2168 | 1014.9201 | 6.7444 | 1.3038 | -0.56314 | -0.41497 | -0.016656
of which biofuels | 0 | 2.7 | 34.5037 | 51.9836 | 97.6434 | 91.9369 | 85.6451 | 84.203 | 83.7551 | 82.5605 | 81.9524 | 0 | 10.9629 | -1.3025 | -0.22291 | -0.21734
Kerosene | 26.8 | 46.4 | 48.5 | 69.4997 | 78.5953 | 85.1458 | 78.4002 | 75.1199 | 85.3189 | 92.1538 | 99.8252 | 6.1111 | 4.9459 | -0.024841 | 0.84927 | 1.5826
of which biofuels | 0 | 0 | 0 | 0 | 0 | 0 | 0 | 0.16929 | 0.48454 | 1.6364 | 1.8486 | 0 | 0 | 0 | 0 | 14.3277
Residual fuel oil | 0 | 0 | 0 | 0.00042832 | 0.00085726 | 0.0011558 | 0.0013609 | 0.0015497 | 0.0017366 | 0.0018729 | 0.0019504 | 0 | 0 | 4.7301 | 2.4679 | 1.1679
of which of biomass origin | 0 | 0 | 0 | 0 | 7.4646e-05 | 9.4471e-05 | 0.00010997 | 0.00012894 | 0.00014304 | 0.00015272 | 0.00015746 | 0 | 0 | 3.9507 | 2.664 | 0.9648
Other liquids | 0 | 0 | 0 | 0 | 0 | 0 | 0 | 0 | 0 | 0 | 0 | 0 | 0 | 0 | 0 | 0
Gas | 0 | 0 | 2.4 | 2.8843 | 3.0448 | 3.3133 | 4.549 | 5.4549 | 6.1491 | 6.3066 | 8.3712 | 0 | 2.4083 | 4.0964 | 3.0597 | 3.1331
of which biogas | 0 | 0 | 3.8349e-06 | 0.0012765 | 0.097052 | 0.31276 | 0.90927 | 1.792 | 2.9471 | 3.5725 | 5.2967 | 0 | 175.6289 | 25.0745 | 12.4786 | 6.0381
Methanol & ethanol | 0 | 0 | 0.068826 | 0.075168 | 0.17813 | 0.24589 | 0.48935 | 1.0151 | 1.3641 | 1.516 | 1.4526 | 0 | 9.976 | 10.634 | 10.7956 | 0.63049
Liquified hydrogen | 0 | 0 | 0 | 0.00012646 | 0.0019902 | 0.011536 | 0.097855 | 0.3907 | 1.2124 | 1.9993 | 3.0288 | 0 | 0 | 47.6279 | 28.619 | 9.588
Electricity | 4.3 | 4.8 | 4.3 | 4.5294 | 10.0536 | 16.7684 | 23.8579 | 31.0017 | 39.1971 | 48.7545 | 57.7918 | 0 | 8.8643 | 9.0262 | 5.0902 | 3.9588
Electricity in road transport (%) | 0 | 0 | 0 | 0.0016223 | 0.046229 | 0.093621 | 0.26674 | 0.51227 | 0.63277 | 0.73858 | 0.78262 | 0 | 0 | 19.1561 | 9.0226 | 2.1481
Biofuels in total fuels (excl.hydrogen and electricity) (%) | 0 | 0.23429 | 2.9559 | 3.7648 | 7.0039 | 6.4872 | 6.3457 | 6.6071 | 6.6591 | 6.7001 | 6.7434 | 0 | 9.0097 | -0.98202 | 0.48323 | 0.12585
Vehicles efficiency
Passenger transport activity (toe/Mpkm) | 25.7859 | 23.4314 | 26.603 | 25.3488 | 23.6562 | 22.1352 | 20.3071 | 19.0859 | 18.3954 | 17.9539 | 17.7277 | 0.31243 | -1.1671 | -1.515 | -0.98381 | -0.36905
Road transport | 25.6757 | 23.0675 | 26.7072 | 25.2337 | 23.4948 | 21.9935 | 20.3009 | 19.1394 | 18.4349 | 17.9951 | 17.7695 | 0.39466 | -1.2733 | -1.4505 | -0.95954 | -0.36694
Public road transport | 14.5706 | 13.8136 | 14.8387 | 14.5532 | 14.3291 | 13.9851 | 13.5229 | 13.1276 | 12.8127 | 12.5416 | 12.3074 | 0.18249 | -0.34881 | -0.57741 | -0.53801 | -0.40158
Private cars | 26.7683 | 23.9589 | 27.6157 | 26.0561 | 24.1344 | 22.5035 | 20.7148 | 19.4808 | 18.7388 | 18.2903 | 18.0728 | 0.31214 | -1.3384 | -1.5163 | -0.99753 | -0.36119
Motorcycles | 34.4152 | 32.3026 | 30.4833 | 29.5396 | 28.9939 | 27.9926 | 25.9016 | 25.6238 | 25.374 | 24.797 | 24.2539 | -1.2058 | -0.4997 | -1.1215 | -0.20558 | -0.45044
Rail | 4.1479 | 1.2227 | 0.62688 | 0.62063 | 0.62059 | 0.60927 | 0.60242 | 0.59312 | 0.58014 | 0.56351 | 0.54336 | -17.218 | -0.1008 | -0.29675 | -0.37607 | -0.65281
Aviation(3) | 58.4287 | 41.6281 | 27.5997 | 29.779 | 28.4449 | 26.0588 | 22.155 | 20.0292 | 19.3697 | 18.8545 | 18.5996 | -7.2257 | 0.30212 | -2.4681 | -1.3345 | -0.40489
Inland navigation | 48.6531 | 72.8487 | 90.5124 | 90.1675 | 89.5531 | 88.4837 | 87.2657 | 86.0197 | 84.6588 | 83.1107 | 81.4498 | 6.4045 | -0.1065 | -0.2584 | -0.30282 | -0.38568
Freight transport activity (toe/Mtkm) | 24.9726 | 27.4932 | 27.2274 | 28.6274 | 26.3369 | 24.6173 | 23.7301 | 22.7351 | 21.7597 | 20.6219 | 19.7081 | 0.8682 | -0.33198 | -1.0368 | -0.8631 | -0.98541
Trucks | 93.6142 | 86.2422 | 84.8838 | 82.1089 | 80.5822 | 77.8243 | 76.4916 | 73.8364 | 72.1489 | 71.034 | 70.4077 | -0.97421 | -0.51871 | -0.51961 | -0.58278 | -0.244
Rail | 8.2155 | 6.3319 | 4.8222 | 4.7451 | 4.5218 | 4.2192 | 4.0106 | 3.8198 | 3.6286 | 3.3847 | 3.1524 | -5.1885 | -0.64114 | -1.1924 | -0.99594 | -1.3968
Inland navigation | 7.2466 | 67.4525 | 83.8078 | 83.0789 | 81.6123 | 79.7771 | 77.8945 | 76.1024 | 74.143 | 72.1463 | 70.1608 | 27.7366 | -0.26511 | -0.46517 | -0.49238 | -0.55053
Energy intensity
Income related (toe/MEuro'13) | 55.8151 | 51.4269 | 52.5193 | 45.3954 | 40.8362 | 38.4917 | 36.6601 | 34.6522 | 32.7792 | 30.7741 | 29.1449 | -0.60679 | -2.4847 | -1.073 | -1.1127 | -1.1683
Passenger transport (household income related) | 64.1731 | 51.2148 | 54.4248 | 44.4949 | 38.8901 | 36.0335 | 33.4015 | 30.8669 | 28.3834 | 26.2332 | 24.6209 | -1.6341 | -3.305 | -1.5099 | -1.6148 | -1.412
Freight transport (GDP related) | 14.6732 | 16.9518 | 17.5332 | 16.7587 | 15.8453 | 15.1784 | 14.9032 | 14.411 | 14.0421 | 13.3413 | 12.6756 | 1.7967 | -1.0071 | -0.61109 | -0.59338 | -1.0186
Population related (toe/capita) | 0.30019 | 0.42122 | 0.48411 | 0.53855 | 0.57435 | 0.62717 | 0.66233 | 0.67759 | 0.70038 | 0.71931 | 0.74207 | 4.895 | 1.7239 | 1.4355 | 0.56005 | 0.57998
Passenger transport | 0.22128 | 0.28238 | 0.3225 | 0.33973 | 0.35149 | 0.37986 | 0.39308 | 0.3958 | 0.40035 | 0.40747 | 0.41933 | 3.8386 | 0.86465 | 1.1246 | 0.18335 | 0.46445
Freight transport | 0.078918 | 0.13885 | 0.16162 | 0.19882 | 0.22286 | 0.24731 | 0.26925 | 0.28179 | 0.30003 | 0.31184 | 0.32274 | 7.4315 | 3.2652 | 1.9091 | 1.0881 | 0.7323
CO2 EMISSIONS (in kt CO2) | 3110.0244 | 4173.349 | 4414.3596 | 4555.7961 | 4523.1724 | 4532.9986 | 4326.1652 | 4120.4362 | 4115.7018 | 4101.8368 | 4117.2441 | 3.5644 | 0.2438 | -0.44433 | -0.49748 | 0.0037468
Road transport | 2798.1305 | 3786.9424 | 4061.2971 | 4143.1506 | 4073.6738 | 4072.7414 | 3903.4441 | 3724.447 | 3700.7868 | 3689.7754 | 3706.6691 | 3.7958 | 0.030433 | -0.42595 | -0.53172 | 0.015883
Rail | 221.5198 | 231.1241 | 188.0595 | 184.7099 | 193.5968 | 184.0385 | 166.9426 | 150.677 | 139.5673 | 119.4432 | 95.4739 | -1.6242 | 0.29061 | -1.4704 | -1.7751 | -3.7258
Aviation | 80.5627 | 139.4817 | 145.7944 | 208.9211 | 236.2629 | 255.9543 | 235.6767 | 225.3067 | 255.0181 | 272.1016 | 294.5245 | 6.1111 | 4.9459 | -0.024841 | 0.79185 | 1.4507
Inland navigation | 9.8115 | 15.8007 | 19.2087 | 19.0145 | 19.6389 | 20.2645 | 20.1018 | 20.0054 | 20.3295 | 20.5166 | 20.5765 | 6.9489 | 0.22175 | 0.2332 | 0.11274 | 0.12081
Carbon intensity (in t CO2/toe) | 2.9498 | 2.9529 | 2.9021 | 2.8798 | 2.7729 | 2.777 | 2.7603 | 2.7361 | 2.7216 | 2.7026 | 2.6852 | -0.16293 | -0.45467 | -0.045435 | -0.14097 | -0.13446
Road transport | 2.9497 | 2.953 | 2.8981 | 2.8795 | 2.7752 | 2.7896 | 2.782 | 2.7658 | 2.7619 | 2.7587 | 2.755 | -0.17654 | -0.43226 | 0.02453 | -0.072524 | -0.025038
Rail | 2.9224 | 2.9109 | 2.8932 | 2.7492 | 2.4877 | 2.2979 | 2.1203 | 1.953 | 1.7487 | 1.4773 | 1.1818 | -0.10041 | -1.4989 | -1.5854 | -1.9082 | -3.8425
Aviation | 3.0061 | 3.0061 | 3.0061 | 3.0061 | 3.0061 | 3.0061 | 3.0061 | 2.9993 | 2.989 | 2.9527 | 2.9504 | 1.2905e-10 | 0 | 0 | -0.056938 | -0.12988
Inland navigation | 3.165 | 3.0982 | 3.0982 | 2.9468 | 2.8282 | 2.8433 | 2.8445 | 2.8356 | 2.8363 | 2.8369 | 2.8374 | -0.21315 | -0.9074 | 0.0575 | -0.029131 | 0.0039563
Final Energy Demand in other sectors classified in transport (in ktoe)(4),(5) | 2.2 | 19.4 | 24.6 | 26.1269 | 25.7738 | 25.7798 | 23.1091 | 21.6195 | 20.7667 | 19.8672 | 19.0737 | 27.3067 | 0.46721 | -1.0854 | -1.063 | -0.84683
Oil | 9.015e-14 | 1.4388e-13 | 8.0824e-14 | 0 | 0 | 2.2737e-13 | 2.2737e-13 | 0 | 0 | 0 | 0 | -1.0861 | -100 | 0 | -100 | 0
Gas | 0 | 15.4 | 22.4 | 24.0322 | 23.0914 | 23.1292 | 20.5822 | 19.2206 | 18.3936 | 17.4636 | 16.6462 | 0 | 0.30445 | -1.1437 | -1.118 | -0.99321
Electricity | 2.2 | 4 | 2.2 | 2.0947 | 2.6824 | 2.6505 | 2.5268 | 2.399 | 2.3732 | 2.4036 | 2.4274 | 0 | 2.0024 | -0.59572 | -0.62552 | 0.22642
CO2 EMISSIONS in other sectors classified in transport (in kt CO2)(4),(5) | 2.793e-13 | 36.1708 | 52.6121 | 56.4458 | 54.236 | 54.3249 | 48.3426 | 45.1444 | 43.202 | 41.0178 | 39.0979 | 2576.0935 | 0.30445 | -1.1437 | -1.118 | -0.99321
(1) Including light commercial vehicles.
(2) Domestic and international intra-EU aviation activity.
(3) Calculated based on aviation activity covering domestic, international intra-EU and international extra-EU to ensure higher consistency with bunker fuels.
(4) As in EUROSTAT balances , fuel consumption of airport utility vehicles, port cranes and pipeline transport are classified in final demand of transport.
(5) Fuel consumption other than electricity of airport utility vehicles, port cranes are classified in PRIMES model in final demand of road transport.
Source: PRIMES

## transport_detail
Lithuania:Reference scenario(REF2015f) | [15 empty] | TRANSPORT SECTOR
| 2005 | 2010 | 2015 | 2020 | 2025 | 2030 | 2035 | 2040 | 2045 | 2050 | '95-'00 | '00-'10 | '10-'20 | '20-'30 | '30-'40 | '40-'50
Annual % Change
Transport activity - details
Passenger rail (Gpkm) | 0.428 | 0.37306 | 0.42834 | 0.51474 | 0.56512 | 0.58245 | 0.59622 | 0.63514 | 0.66537 | 0.69192 | 0 | 0 | 3.2714 | 1.2436 | 0.86974 | 0.85991
Conventional rail | 0.428 | 0.37306 | 0.42834 | 0.48471 | 0.52771 | 0.53563 | 0.54297 | 0.57446 | 0.59707 | 0.61461 | 0 | 0 | 2.6527 | 1.0039 | 0.7022 | 0.67802
High speed rail | 0 | 0 | 0 | 0.030022 | 0.03741 | 0.046819 | 0.053242 | 0.060683 | 0.068299 | 0.077303 | 0 | 0 | 0 | 4.5439 | 2.6277 | 2.4502
Tram and metro | 1.2e-06 | 1.2e-06 | 1.2e-06 | 1.2e-06 | 1.2e-06 | 1.2e-06 | 1.2e-06 | 1.2e-06 | 1.2e-06 | 1.2e-06 | 0 | 0 | 0 | 0 | 0 | 0
International extra-EU aviation | 0.3273 | 0.49613 | 0.66032 | 0.85696 | 1.0256 | 1.0975 | 1.1733 | 1.3738 | 1.5244 | 1.6812 | 0 | 0 | 5.6176 | 2.5053 | 2.2705 | 2.0396
Road freight (Gtkm) | 4.4854 | 5.2163 | 6.2947 | 6.8894 | 7.2423 | 7.301 | 7.438 | 7.8735 | 8.1255 | 8.3247 | 0 | 0 | 2.8209 | 0.58196 | 0.75785 | 0.55878
of which international road freight transit | 1.0254 | 1.0977 | 1.4598 | 1.4743 | 1.5335 | 1.5468 | 1.5714 | 1.6492 | 1.6857 | 1.7172 | 0 | 0 | 2.9933 | 0.48133 | 0.64299 | 0.40492
Maritime freight (Gtkm) | 82.1086 | 108.4512 | 126.6504 | 131.0408 | 138.151 | 142.1972 | 142.148 | 147.6231 | 150.4492 | 152.5095 | 0 | 0 | 1.9101 | 0.82041 | 0.37518 | 0.32618
Inland navigation | 0.0023911 | 0.003 | 0.0030292 | 0.0035594 | 0.003743 | 0.0037778 | 0.0038714 | 0.0041261 | 0.0043342 | 0.0045406 | 0 | 0 | 1.7245 | 0.59725 | 0.88581 | 0.96183
International maritime (bunkers) | 82.1062 | 108.4482 | 126.6474 | 131.0373 | 138.1473 | 142.1934 | 142.1442 | 147.619 | 150.4449 | 152.505 | 0 | 0 | 1.9101 | 0.82041 | 0.37516 | 0.32616
Marine bunkers
Bunker fuels (ktoe) | 141.6 | 139.8 | 161.0237 | 164.2542 | 165.4048 | 161.3806 | 155.2409 | 156.7747 | 156.5453 | 156.3085 | 0 | 0 | 1.6251 | -0.17634 | -0.28914 | -0.029775
CO2 emissions (kt CO2) | 455.7237 | 449.8844 | 515.4277 | 520.9476 | 521.7371 | 507.3622 | 483.6983 | 485.0215 | 481.2019 | 479.0927 | 0 | 0 | 1.4774 | -0.2639 | -0.44931 | -0.12292
| 0 | 0 | 0 | 0 | 0 | 0 | 0 | 0 | 0 | 0 | 0 | 0 | 0 | 0 | 0 | 0
Total stock per category and per fuel (in thousand vehicles) | 1593.073 | 1839.504 | 1882.1079 | 1894.6572 | 1869.1578 | 1704.6711 | 1691.3849 | 1690.4687 | 1703.6356 | 1700.9067 | 0 | 0 | 0.29586 | -1.0511 | -0.083629 | 0.061575
Light duty vehicles (passenger cars, vans) | 1502.0067 | 1766.2229 | 1795.4122 | 1793.6589 | 1762.8412 | 1594.2562 | 1581.5611 | 1575.9741 | 1585.3334 | 1579.2821 | 0 | 0 | 0.15426 | -1.1716 | -0.11527 | 0.02097
Diesel Conventional | 292.3131 | 586.846 | 676.5227 | 729.8565 | 692.1314 | 504.8653 | 418.897 | 362.2073 | 330.179 | 313.5143 | 0 | 0 | 2.2048 | -3.6185 | -3.2662 | -1.4333
Diesel Hybrid | 0 | 0.68203 | 3.4262 | 45.5981 | 118.4438 | 191.9688 | 252.6947 | 312.5275 | 339.5699 | 351.1178 | 0 | 0 | 52.2349 | 15.4592 | 4.9943 | 1.1711
Diesel plug-in hybrid | 0 | 0 | 0.15325 | 4.1305 | 8.4785 | 19.8117 | 34.1299 | 41.7583 | 50.3465 | 52.2417 | 0 | 0 | 0 | 16.9747 | 7.7413 | 2.2651
Gasoline Conventional | 848.9089 | 890.0991 | 794.6635 | 597.7205 | 457.0724 | 291.1312 | 228.5966 | 184.5886 | 160.4756 | 150.581 | 0 | 0 | -3.9039 | -6.9409 | -4.4542 | -2.0157
Gasoline Hybrid | 0.46409 | 1.0328 | 2.6326 | 42.714 | 96.5533 | 141.8443 | 186.2551 | 211.8543 | 227.7412 | 236.4263 | 0 | 0 | 45.0956 | 12.752 | 4.0932 | 1.1034
Gasoline plug-in hybrid | 0 | 0 | 0.050073 | 2.1217 | 4.2881 | 10.1387 | 16.4246 | 19.2816 | 21.9364 | 20.6855 | 0 | 0 | 0 | 16.9312 | 6.639 | 0.70529
LPG | 360.3205 | 278.8995 | 306.2234 | 356.7695 | 368.5796 | 408.0587 | 404.2585 | 392.7545 | 395.8204 | 390.6294 | 0 | 0 | 2.493 | 1.3523 | -0.38153 | -0.05424
CNG | 0 | 8.5284 | 11.4926 | 12.6877 | 13.3633 | 14.9701 | 15.7338 | 15.0984 | 13.5231 | 12.8811 | 0 | 0 | 4.0523 | 1.668 | 0.085368 | -1.5758
Electric | 0 | 0 | 0.054328 | 1.5833 | 3.2553 | 10.1113 | 21.4393 | 29.9653 | 36.9525 | 39.277 | 0 | 0 | 0 | 20.3714 | 11.4759 | 2.7429
Other | 0 | 0.13508 | 0.19352 | 0.47718 | 0.67559 | 1.3562 | 3.1317 | 5.9383 | 8.7888 | 11.928 | 0 | 0 | 13.451 | 11.0104 | 15.9136 | 7.2236
Heavy duty vehicles (heavy goods vehicles, buses and coaches) | 91.0663 | 73.2811 | 86.6957 | 100.9983 | 106.3166 | 110.4149 | 109.8238 | 114.4946 | 118.3022 | 121.6246 | 0 | 0 | 3.26 | 0.8954 | 0.36348 | 0.60595
Diesel Conventional | 91.0663 | 73.2654 | 86.6162 | 100.0872 | 103.2473 | 102.9989 | 98.2109 | 97.9309 | 97.2303 | 96.6312 | 0 | 0 | 3.1687 | 0.28718 | -0.5033 | -0.13351
Diesel Hybrid | 0 | 0.015074 | 0.071894 | 0.75584 | 2.6454 | 6.7021 | 10.5914 | 15.2398 | 19.5009 | 23.016 | 0 | 0 | 47.9178 | 24.3878 | 8.5618 | 4.2089
LPG | 0 | 0.00036344 | 0.0065893 | 0.032842 | 0.10017 | 0.18713 | 0.27448 | 0.36746 | 0.47753 | 0.57535 | 0 | 0 | 56.8915 | 19.0071 | 6.9809 | 4.5855
LNG | 0 | 0.00022575 | 0.0010419 | 0.12239 | 0.32163 | 0.50957 | 0.71451 | 0.90884 | 1.0346 | 1.3396 | 0 | 0 | 87.6777 | 15.3305 | 5.9567 | 3.9557
Electric | 0 | 0 | 2.0025e-07 | 3.2755e-05 | 0.0021187 | 0.017031 | 0.032202 | 0.046986 | 0.05761 | 0.060776 | 0 | 0 | 0 | 86.8944 | 10.6811 | 2.6067
Other | 0 | 0 | 3.3279e-07 | 5.5527e-06 | 5.0711e-05 | 0.0001798 | 0.00031652 | 0.00059722 | 0.0011626 | 0.0017451 | 0 | 0 | 0 | 41.5883 | 12.7548 | 11.3188
Passenger car specific CO2 emissions (gCO2/km) | 204.0639 | 210.4076 | 196.9226 | 176.2073 | 165.7327 | 151.3991 | 140.4748 | 134.3967 | 130.8376 | 129.2841 | 0 | 0 | -1.7582 | -1.506 | -1.1842 | -0.38708
Source: PRIMES

## power generation
Lithuania:Reference scenario(REF2015f) | [15 empty] | POWER GENERATION SECTOR (1,2)
| 2000 | 2005 | 2010 | 2015 | 2020 | 2025 | 2030 | 2035 | 2040 | 2045 | 2050 | '00-'10 | '10-'20 | '20-'30 | '30-'40 | '40-'50
Annual % Change
Electricity consumption (in GWh) | 9782.5581 | 11446.5116 | 10982.5581 | 11973.6481 | 12492.7309 | 12987.4771 | 13088.7313 | 13325.1576 | 13112.9773 | 13829.0404 | 14158.3721 | 1.1638 | 1.2967 | 0.46713 | 0.018509 | 0.76999
Final energy demand | 6195.3488 | 7976.7442 | 8332.5581 | 9668.6586 | 10319.4821 | 10376.0288 | 10191.6239 | 10319.2954 | 10543.0592 | 11236.9604 | 11660.6797 | 3.0081 | 2.1617 | -0.1246 | 0.33959 | 1.0126
Industry (incl.electricity for process CCS) | 2293.0233 | 2833.7209 | 2655.814 | 3606.3892 | 3703.348 | 3744.8471 | 3525.1216 | 3438.4424 | 3485.2281 | 3616.9028 | 3705.9841 | 1.4796 | 3.3808 | -0.49201 | -0.11375 | 0.61604
Households | 1766.2791 | 2161.6279 | 2589.5349 | 2604.0778 | 2802.1616 | 2807.4541 | 2721.0213 | 2721.2212 | 2814.6159 | 2905.6318 | 2942.0197 | 3.9002 | 0.79225 | -0.29341 | 0.33876 | 0.44369
Tertiary | 2060.4651 | 2879.0698 | 3011.6279 | 3381.1681 | 3665.879 | 3597.9264 | 3638.6813 | 3771.2521 | 3759.8401 | 4119.5649 | 4312.4522 | 3.8684 | 1.9853 | -0.07444 | 0.32809 | 1.3807
Transport | 75.5814 | 102.3256 | 75.5814 | 77.0235 | 148.0934 | 225.8012 | 306.7997 | 388.3796 | 483.3751 | 594.8609 | 700.2238 | 0 | 6.9577 | 7.5553 | 4.6509 | 3.7756
Energy branch | 2308.1395 | 2241.8605 | 1661.6279 | 1445.5214 | 1288.7277 | 1758.3884 | 2085.7969 | 2214.9092 | 1814.3553 | 1827.4598 | 1751.5102 | -3.233 | -2.5094 | 4.9328 | -1.3845 | -0.3519
Own consumption & pumping | 1759.3023 | 1541.8605 | 1010.4651 | 813.7638 | 663.7414 | 830.1008 | 1038.0177 | 1073.92 | 1081.8644 | 1085.5211 | 1103.1656 | -5.3941 | -4.1156 | 4.5732 | 0.41459 | 0.19517
Refineries & other uses | 548.8372 | 700 | 651.1628 | 631.7576 | 624.9863 | 928.2876 | 1047.7792 | 1140.9892 | 732.4909 | 741.9388 | 648.3446 | 1.7243 | -0.40946 | 5.3028 | -3.5165 | -1.2129
Transmission and distribution losses | 1280.2326 | 1229.0698 | 988.3721 | 859.4681 | 884.5212 | 853.0599 | 811.3106 | 790.9531 | 755.5628 | 764.6202 | 746.1821 | -2.5542 | -1.104 | -0.86023 | -0.70935 | -0.12485
Electricity supply (in GWh) | 9782.5581 | 11446.5116 | 10982.5581 | 11973.6481 | 12492.7309 | 12987.4771 | 13088.7313 | 13325.1576 | 13112.9773 | 13829.0404 | 14158.3721 | 1.1638 | 1.2967 | 0.46713 | 0.018509 | 0.76999
Net imports | -1336.0465 | -2966.2791 | 5988.3721 | 6907.6023 | 6590.3687 | 4565.9679 | -1331.8262 | -1815.7715 | -2124.2039 | -2262.2937 | -3375.314 | 0 | 0.9625 | 0 | 4.7791 | 4.7398
Nuclear power plants production | 8417.4419 | 10334.8837 | 0 | 0 | 0 | 0 | 9377.1383 | 9377.1383 | 9377.1383 | 9377.1383 | 9377.1383 | 0 | 0 | 0 | 0 | 0
Generation from hydro, wind, solar, tidal etc. | 339.5349 | 453.4884 | 763.9535 | 1199.2738 | 1199.2738 | 1332.5377 | 1332.5377 | 1332.6596 | 1400.6258 | 2141.7047 | 3482.2551 | 8.4472 | 4.6129 | 1.0593 | 0.49958 | 9.5352
Thermal power plants production (incl. biomass/waste) | 2361.6279 | 3624.4186 | 4230.2326 | 3866.7721 | 4703.0885 | 7088.9715 | 3710.8815 | 4431.1312 | 4459.4171 | 4572.491 | 4674.2926 | 6.0023 | 1.0653 | -2.3416 | 1.8545 | 0.47171
of which in CHP power plants | 1867.9624 | 2484.2689 | 2153.1773 | 2305.7101 | 3065.3471 | 3619.6645 | 2598.6896 | 3112.2492 | 3109.8893 | 3132.3846 | 3169.8719 | 1.4311 | 3.5953 | -1.638 | 1.812 | 0.19122
Distributed Steam/Heat consumption (in GWh) | 12760.4651 | 12989.5349 | 12677.907 | 11384.2385 | 11841.8886 | 11904.0276 | 10730.626 | 9887.6246 | 9806.4222 | 9788.7859 | 9546.7548 | -0.064888 | -0.67986 | -0.98057 | -0.8966 | -0.268
Final energy demand | 9620.9302 | 10526.7442 | 10715.1163 | 10113.0039 | 10628.3139 | 10796.5295 | 9847.8716 | 9143.5021 | 9166.3922 | 9237.2007 | 9093.043 | 1.083 | -0.081306 | -0.75976 | -0.71455 | -0.080309
Industry | 1905.814 | 2005.814 | 2102.3256 | 2323.1849 | 2448.2163 | 2536.6817 | 2525.205 | 2148.3321 | 2312.9404 | 2380.3802 | 2404.7827 | 0.98618 | 1.5348 | 0.31011 | -0.87418 | 0.39016
Households | 5624.4186 | 6181.3953 | 6132.5581 | 5690.7841 | 5908.4644 | 6015.1444 | 5323.6995 | 5179.0419 | 5112.4167 | 5176.5066 | 5105.8766 | 0.8687 | -0.37157 | -1.0368 | -0.40414 | -0.0128
Tertiary | 2090.6977 | 2339.5349 | 2480.2326 | 2099.0349 | 2271.6331 | 2244.7035 | 1998.9671 | 1816.1281 | 1741.0351 | 1680.3139 | 1582.3838 | 1.7232 | -0.87469 | -1.2705 | -1.372 | -0.95092
Energy branch | 326.7442 | 391.8605 | 244.186 | 1.1223 | 0.41559 | 0.44395 | 0.47061 | 0.49945 | 0.49227 | 0.47132 | 0.48992 | -2.8705 | -47.144 | 1.2511 | 0.45104 | -0.047734
Transmission and distribution losses | 2812.7907 | 2070.9302 | 1718.6047 | 1270.1122 | 1213.1592 | 1107.0542 | 882.2839 | 743.623 | 639.5377 | 551.1139 | 453.2219 | -4.8073 | -3.4229 | -3.1345 | -3.1665 | -3.385
Distributed Steam/Heat supply (in GWh) | 12760.4651 | 12990.6977 | 12679.0698 | 11384.585 | 11841.8886 | 11904.0276 | 10730.626 | 9887.6247 | 9806.4222 | 9788.7812 | 9546.7551 | -0.063971 | -0.68077 | -0.98057 | -0.8966 | -0.268
CHP power plants production (A) | 5733.7209 | 7383.7209 | 7076.4323 | 6104.7308 | 6396.4106 | 6502.5897 | 6026.0326 | 5471.7119 | 5554.8151 | 5608.1819 | 5538.551 | 2.1263 | -1.0052 | -0.59471 | -0.81093 | -0.029318
District Heating units production | 7026.7442 | 5606.9767 | 5602.6374 | 5279.8542 | 5445.478 | 5401.4379 | 4704.5934 | 4415.9128 | 4251.607 | 4180.5994 | 4008.2041 | -2.2394 | -0.28411 | -1.4518 | -1.0073 | -0.5878
Gross Electricity generation by fuel type (in GWh) | 11121 | 14415 | 4994 | 5066.0459 | 5902.3623 | 8421.5092 | 14420.5575 | 15140.9291 | 15237.1812 | 16091.334 | 17533.6861 | -7.6939 | 1.6852 | 9.3442 | 0.55236 | 1.4138
Nuclear energy | 8419 | 10337 | 0 | 0 | 0 | 0 | 9377.1383 | 9377.1383 | 9377.1383 | 9377.1383 | 9377.1383 | 0 | 0 | 0 | 0 | 0
Renewables | 340 | 460 | 911 | 1855.8047 | 1924.5326 | 2126.7324 | 2304.2208 | 2430.0121 | 2569.5537 | 3483.9856 | 4956.5605 | 10.358 | 7.7657 | 1.8169 | 1.0959 | 6.7904
Hydro | 340 | 451 | 540 | 440.3621 | 440.3621 | 440.3621 | 440.3621 | 440.3621 | 484.9771 | 573.2956 | 1078.6416 | 4.7349 | -2.0191 | 0 | 0.96972 | 8.3217
Wind | 0 | 2 | 224 | 695.22 | 695.22 | 828.4838 | 828.4838 | 828.6058 | 849.584 | 1502.3444 | 2337.5488 | 0 | 11.9921 | 1.7692 | 0.25181 | 10.651
Solar, tidal etc. | 0 | 0 | 0 | 63.6917 | 63.6917 | 63.6917 | 63.6917 | 63.6917 | 66.0647 | 66.0647 | 66.0647 | 0 | 0 | 0 | 0.36646 | 0
Biomass & waste | 0 | 7 | 147 | 656.5309 | 725.2588 | 794.1948 | 971.6831 | 1097.3525 | 1168.9279 | 1342.2809 | 1474.3053 | 0 | 17.3053 | 2.9682 | 1.8653 | 2.3481
Geothermal heat | 0 | 0 | 0 | 0 | 0 | 0 | 0 | 0 | 0 | 0 | 0 | 0 | 0 | 0 | 0 | 0
Fossil fuels | 2362 | 3618 | 4083 | 3210.2412 | 3977.8297 | 6294.7768 | 2739.1984 | 3333.7787 | 3290.4892 | 3230.2101 | 3199.9873 | 5.6258 | -0.26062 | -3.662 | 1.8506 | -0.27851
Coal and lignite | 0 | 0 | 0 | 0 | 0 | 0 | 0 | 0 | 0 | 0 | 0 | 0 | 0 | 0 | 0 | 0
Petroleum products | 655 | 401 | 647 | 182.3727 | 0 | 0 | 0 | 0 | 0 | 0 | 0 | -0.12281 | 0 | 0 | 0 | 0
Natural gas | 1707 | 3217 | 3436 | 3027.8685 | 3977.8297 | 6294.7768 | 2739.1984 | 3333.7787 | 3290.4892 | 3230.2101 | 3199.9873 | 7.2462 | 1.4751 | -3.662 | 1.8506 | -0.27851
Coke & blast-furnace gasses | 0 | 0 | 0 | 0 | 0 | 0 | 0 | 0 | 0 | 0 | 0 | 0 | 0 | 0 | 0 | 0
Other fuels (hydrogen, methanol)(D) | 0 | 0 | 0 | 0 | 0 | 0 | 0 | 0 | 0 | 0 | 0 | 0 | 0 | 0 | 0 | 0
Gross Electricity generation by fuel type (in %) | 100 | 100 | 100 | 100 | 100 | 100 | 100 | 100 | 100 | 100 | 100
Nuclear energy | 75.7036 | 71.71 | 0 | 0 | 0 | 0 | 65.0262 | 61.9324 | 61.5412 | 58.2745 | 53.4807
Renewables | 3.0573 | 3.1911 | 18.2419 | 36.6322 | 32.6061 | 25.2536 | 15.9787 | 16.0493 | 16.8637 | 21.6513 | 28.2688
Hydro | 3.0573 | 3.1287 | 10.813 | 8.6924 | 7.4608 | 5.229 | 3.0537 | 2.9084 | 3.1829 | 3.5628 | 6.1518
Wind | 0 | 0.013874 | 4.4854 | 13.7231 | 11.7787 | 9.8377 | 5.7452 | 5.4726 | 5.5757 | 9.3364 | 13.3318
Solar, tidal etc. | 0 | 0 | 0 | 1.2572 | 1.0791 | 0.7563 | 0.44167 | 0.42066 | 0.43358 | 0.41056 | 0.37679
Biomass & waste | 0 | 0.048561 | 2.9435 | 12.9594 | 12.2876 | 9.4306 | 6.7382 | 7.2476 | 7.6715 | 8.3416 | 8.4084
Geothermal heat | 0 | 0 | 0 | 0 | 0 | 0 | 0 | 0 | 0 | 0 | 0
Fossil fuels | 21.2391 | 25.0989 | 81.7581 | 63.3678 | 67.3939 | 74.7464 | 18.9951 | 22.0183 | 21.5951 | 20.0742 | 18.2505
Coal and lignite | 0 | 0 | 0 | 0 | 0 | 0 | 0 | 0 | 0 | 0 | 0
Petroleum products | 5.8898 | 2.7818 | 12.9555 | 3.5999 | 0 | 0 | 0 | 0 | 0 | 0 | 0
Natural gas | 15.3493 | 22.317 | 68.8026 | 59.7679 | 67.3939 | 74.7464 | 18.9951 | 22.0183 | 21.5951 | 20.0742 | 18.2505
Coke & blast-furnace gasses | 0 | 0 | 0 | 0 | 0 | 0 | 0 | 0 | 0 | 0 | 0
Other fuels (hydrogen, methanol)(D) | 0 | 0 | 0 | 0 | 0 | 0 | 0 | 0 | 0 | 0 | 0
Fuel input in thermal power plants (in ktoe) | 924.3 | 1239.5 | 1281.7 | 908.6799 | 863.7115 | 1297.2432 | 846.5317 | 854.1172 | 864.0598 | 890.5749 | 900.58 | 3.3231 | -3.8702 | -0.20071 | 0.20515 | 0.41483
Solids | 0.3 | 0 | 0 | 0 | 0 | 0 | 0 | 0 | 0 | 0 | 0 | 0 | 0 | 0 | 0 | 0
Hard coal | 0 | 0 | 0 | 0 | 0 | 0 | 0 | 0 | 0 | 0 | 0 | 0 | 0 | 0 | 0 | 0
Lignite and other solid fuels | 0.3 | 0 | 0 | 0 | 0 | 0 | 0 | 0 | 0 | 0 | 0 | 0 | 0 | 0 | 0 | 0
Oil | 200 | 177.6 | 100.3 | 49.0005 | 0 | 0 | 0 | 0 | 0 | 0 | 0 | -6.6687 | 0 | 0 | 0 | 0
Diesel oil | 1 | 0 | 0 | 0 | 0 | 0 | 0 | 0 | 0 | 0 | 0 | 0 | 0 | 0 | 0 | 0
Fuel oil and other liquid fuels | 199 | 177.6 | 100.3 | 49.0005 | 0 | 0 | 0 | 0 | 0 | 0 | 0 | -6.622 | 0 | 0 | 0 | 0
Gas | 723.4 | 1056.7 | 1116.6 | 724.6777 | 700.888 | 1074.0609 | 562.5357 | 538.4689 | 530.2397 | 525.116 | 517.1324 | 4.4364 | -4.5502 | -2.1749 | -0.58951 | -0.24999
Natural gas | 723.4 | 1056.7 | 1116.6 | 724.6777 | 700.888 | 1074.0609 | 562.5357 | 538.4689 | 530.2397 | 525.116 | 517.1324 | 4.4364 | -4.5502 | -2.1749 | -0.58951 | -0.24999
Other gas fuels | 0 | 0 | 0 | 0 | 0 | 0 | 0 | 0 | 0 | 0 | 0 | 0 | 0 | 0 | 0 | 0
Biomass & waste | 0.6 | 5.2 | 64.8 | 135.0018 | 162.8235 | 223.1823 | 283.9961 | 315.6484 | 333.8201 | 365.4589 | 383.4476 | 59.7138 | 9.6514 | 5.7206 | 1.6296 | 1.3957
Geothermal heat | 0 | 0 | 0 | 0 | 0 | 0 | 0 | 0 | 0 | 0 | 0 | 0 | 0 | 0 | 0 | 0
Other fuels (hydrogen, methanol)(D) | 0 | 0 | 0 | 0 | 0 | 0 | 0 | 0 | 0 | 0 | 0 | 0 | 0 | 0 | 0 | 0
Fuel input in nuclear power plants (in ktoe) | 2223.4 | 2712.6 | 0 | 0 | 0 | 0 | 2009.7182 | 2009.7182 | 2009.7182 | 2009.7182 | 2009.7182 | 0 | 0 | 0 | 0 | 0
Fuel input in district heating units (in ktoe) | 655.5 | 519.6 | 496.2 | 468.446 | 490.3105 | 475.1878 | 430.9037 | 443.4744 | 622.9078 | 759.7574 | 784.9168 | -2.7458 | -0.11933 | -1.2832 | 3.7539 | 2.3387
Solids | 9 | 9.7 | 6.4 | 15.8721 | 17.2003 | 18.4831 | 19.1757 | 21.2184 | 18.1133 | 17.4289 | 18.2701 | -3.3518 | 10.3915 | 1.0931 | -0.56835 | 0.086209
Oil | 197 | 52 | 19.4 | 10.1013 | 0 | 0 | 0 | 0 | 0 | 0 | 0 | -20.689 | 0 | 0 | 0 | 0
Gas | 405.1 | 308 | 273.6 | 174.7034 | 153.243 | 177.0726 | 125.6231 | 100.5558 | 87.9695 | 43.3234 | 32.8673 | -3.8487 | -5.6316 | -1.9678 | -3.5002 | -9.376
Biomass & waste | 39.2 | 146 | 192 | 266.3015 | 313.9332 | 238.2937 | 215.1867 | 200.3891 | 215.458 | 239.3122 | 265.1974 | 17.2199 | 5.0397 | -3.7063 | 0.0126 | 2.0988
Electricity, Geothermal, Solar | 0 | 2.9 | 4.5 | 1.4677 | 5.934 | 41.3383 | 70.9182 | 121.3111 | 301.367 | 459.693 | 468.5819 | 0 | 2.8048 | 28.1566 | 15.567 | 4.5127
Other fuels (hydrogen, methanol) | 0 | 0 | 0 | 0 | 0 | 0 | 0 | 0 | 0 | 0 | 0 | 0 | 0 | 0 | 0 | 0
CO2 EMISSIONS (in kt CO2) | 3968.8549 | 3973.4708 | 3678.2918 | 2371.5917 | 2081.5323 | 3019.6258 | 1700.5765 | 1594.0014 | 1532.3315 | 1412.3996 | 1372.8192 | -0.75741 | -5.5344 | -2.0011 | -1.0364 | -1.0932
Thermal power plants | 2343.0387 | 3042.3174 | 2947.2242 | 1860.6722 | 1646.2138 | 2522.7052 | 1321.2582 | 1264.7312 | 1245.4028 | 1233.3685 | 1214.6169 | 2.3207 | -5.6575 | -2.1749 | -0.58951 | -0.24999
District heating units | 1625.8162 | 931.1534 | 731.0676 | 510.9195 | 435.3185 | 496.9206 | 379.3184 | 329.2702 | 286.9287 | 179.0311 | 158.2022 | -7.6815 | -5.0522 | -1.3676 | -2.7528 | -5.7798
(1) Information on installed power generation capacities and selected indicators for electricity production can be found in the second page of this report: "Summary energy balances and indicators (B)" (sheet "indicator")
(2) Due to statistical differences present in Eurostat data, the individual items shown for electricity consumption and supply in 2000 and 2005 do not always add up to the totals shown. In any case, the modelling, being calibrated to the individual supply and consumption items for 2000 and 2005, ensures consistency of consumption and supply numbers for the projection years.
Source: PRIMES

## pg-detail
Lithuania:Reference scenario(REF2015f) | [15 empty] | POWER GENERATION SECTOR - DETAILS
| 2000 | 2005 | 2010 | 2015 | 2020 | 2025 | 2030 | 2035 | 2040 | 2045 | 2050 | '00-'10 | '10-'20 | '20-'30 | '30-'40 | '40-'50
Annual % Change
Net Installed Power Capacity (in MWe) | 5538.8476 | 4135.1826 | 2878.2355 | 3443.0526 | 2424.4207 | 2335.5574 | 3262.932 | 3047.9624 | 2939.4702 | 2763.7369 | 3281.6916 | -6.3364 | -1.7012 | 3.0149 | -1.0385 | 1.1074
Nuclear energy | 2880 | 1440 | 0 | 0 | 0 | 0 | 1117 | 1117 | 1117 | 1117 | 1117 | 0 | 0 | 0 | 0 | 0
Renewable energy | 103 | 118 | 249 | 613.979 | 613.979 | 657.0566 | 657.0566 | 657.0566 | 670.0566 | 978.9696 | 1503.2751 | 9.2286 | 9.4449 | 0.6804 | 0.19611 | 8.4158
Hydro (pumping excluded) | 103 | 117 | 116 | 116 | 116 | 116 | 116 | 116 | 128 | 151.7548 | 285.7548 | 1.1957 | 0 | 0 | 0.98926 | 8.3623
Lakes | 0 | 0 | 0 | 0 | 0 | 0 | 0 | 0 | 0 | 0 | 0 | 0 | 0 | 0 | 0 | 0
Run of river | 103 | 117 | 116 | 116 | 116 | 116 | 116 | 116 | 128 | 151.7548 | 285.7548 | 1.1957 | 0 | 0 | 0.98926 | 8.3623
Wind power | 0 | 1 | 133 | 424.3 | 424.3 | 467.3776 | 467.3776 | 467.3776 | 468.3776 | 753.5357 | 1143.8412 | 0 | 12.3006 | 0.97166 | 0.021375 | 9.3395
Wind on-shore | 0 | 1 | 133 | 424.3 | 424.3 | 467.3776 | 467.3776 | 467.3776 | 468.3776 | 753.5357 | 1143.8412 | 0 | 12.3006 | 0.97166 | 0.021375 | 9.3395
Wind off-shore | 0 | 0 | 0 | 0 | 0 | 0 | 0 | 0 | 0 | 0 | 0 | 0 | 0 | 0 | 0 | 0
Solar | 0 | 0 | 0 | 73.679 | 73.679 | 73.679 | 73.679 | 73.679 | 73.679 | 73.679 | 73.679 | 0 | 0 | 0 | 0 | 0
Other renewables (tidal etc.) | 0 | 0 | 0 | 0 | 0 | 0 | 0 | 0 | 0 | 0 | 0 | 0 | 0 | 0 | 0 | 0
Thermal power | 2555.8476 | 2577.1826 | 2629.2355 | 2829.0736 | 1810.4417 | 1678.5008 | 1488.8754 | 1273.9058 | 1152.4136 | 667.7673 | 661.4165 | 0.28349 | -3.6625 | -1.9365 | -2.5291 | -5.401
Solids fired | 2.912 | 2.912 | 0 | 0 | 0 | 0 | 0 | 0 | 0 | 0 | 0 | 0 | 0 | 0 | 0 | 0
Oil fired | 816.8106 | 792.9124 | 770.1124 | 770.1124 | 199.5627 | 47.5627 | 0.0627 | 0.0418 | 0.0418 | 0.0418 | 0 | -0.58698 | -12.632 | -55.3606 | -3.9735 | 0
Gas fired | 1736.125 | 1781.3582 | 1822.2652 | 1992.4593 | 1521.271 | 1521.271 | 1350.271 | 1122.271 | 993.546 | 501.0451 | 495.2501 | 0.48542 | -1.7891 | -1.1853 | -3.0212 | -6.7253
Natural gas | 1736.125 | 1781.3582 | 1822.2652 | 1992.4593 | 1521.271 | 1521.271 | 1350.271 | 1122.271 | 993.546 | 501.0451 | 495.2501 | 0.48542 | -1.7891 | -1.1853 | -3.0212 | -6.7253
Derived gasses | 0 | 0 | 0 | 0 | 0 | 0 | 0 | 0 | 0 | 0 | 0 | 0 | 0 | 0 | 0 | 0
Biomass-waste fired | 0 | 0 | 36.8578 | 66.5018 | 89.6079 | 109.667 | 138.5417 | 151.5929 | 158.8257 | 166.6805 | 166.1664 | 0 | 9.2903 | 4.4536 | 1.3757 | 0.45284
Hydrogen plants | 0 | 0 | 0 | 0 | 0 | 0 | 0 | 0 | 0 | 0 | 0 | 0 | 0 | 0 | 0 | 0
Geothermal heat | 0 | 0 | 0 | 0 | 0 | 0 | 0 | 0 | 0 | 0 | 0 | 0 | 0 | 0 | 0 | 0
Net Power Capacity Investment (1) (in MWe - for five years period) |  | 60.275 | 210.7648 | 878.3171 | 501.9178 | 167.6367 | 1145.8746 | 14.0513 | 250.9118 | 798.824 | 695.446 | 0 | 9.0645 | 8.6052 | -14.0911 | 10.7323
Nuclear energy |  | 0 | 0 | 0 | 0 | 0 | 1117 | 0 | 0 | 0 | 0 | 0 | 0 | 0 | 0 | 0
Renewable energy |  | 15 | 133 | 364.979 | 0 | 43.0776 | 0 | 1 | 243.679 | 734.2129 | 672.8685 | 0 | 0 | 0 | 0 | 10.6907
Hydro (pumping excluded) |  | 14 | 1 | 0 | 0 | 0 | 0 | 0 | 36 | 25.7548 | 134 | 0 | 0 | 0 | 0 | 14.046
Lakes |  | 0 | 0 | 0 | 0 | 0 | 0 | 0 | 0 | 0 | 0 | 0 | 0 | 0 | 0 | 0
Run of river |  | 14 | 1 | 0 | 0 | 0 | 0 | 0 | 36 | 25.7548 | 134 | 0 | 0 | 0 | 0 | 14.046
Wind power |  | 1 | 132 | 291.3 | 0 | 43.0776 | 0 | 1 | 134 | 708.4581 | 538.8685 | 0 | 0 | 0 | 0 | 14.9312
Wind on-shore |  | 1 | 132 | 291.3 | 0 | 43.0776 | 0 | 1 | 134 | 708.4581 | 538.8685 | 0 | 0 | 0 | 0 | 14.9312
Wind off-shore |  | 0 | 0 | 0 | 0 | 0 | 0 | 0 | 0 | 0 | 0 | 0 | 0 | 0 | 0 | 0
Solar |  | 0 | 0 | 73.679 | 0 | 0 | 0 | 0 | 73.679 | 0 | 0 | 0 | 0 | 0 | 0 | 0
Other renewables (tidal etc.) |  | 0 | 0 | 0 | 0 | 0 | 0 | 0 | 0 | 0 | 0 | 0 | 0 | 0 | 0 | 0
Thermal power |  | 45.275 | 77.7648 | 513.3381 | 501.9178 | 124.5591 | 28.8746 | 13.0513 | 7.2328 | 64.6111 | 22.5775 | 0 | 20.4994 | -24.8397 | -12.9279 | 12.0565
Solids fired |  | 0 | 0 | 0 | 0 | 0 | 0 | 0 | 0 | 0 | 0 | 0 | 0 | 0 | 0 | 0
Oil fired |  | 0.0418 | 0 | 0 | 0 | 0 | 0 | 0 | 0 | 0 | 0 | 0 | 0 | 0 | 0 | 0
Gas fired |  | 45.2332 | 40.907 | 483.6941 | 478.8117 | 104.5 | 0 | 0 | 0 | 56.7564 | 0 | 0 | 27.89 | 0 | 0 | 0
Natural gas |  | 45.2332 | 40.907 | 483.6941 | 478.8117 | 104.5 | 0 | 0 | 0 | 56.7564 | 0 | 0 | 27.89 | 0 | 0 | 0
Derived gasses |  | 0 | 0 | 0 | 0 | 0 | 0 | 0 | 0 | 0 | 0 | 0 | 0 | 0 | 0 | 0
Biomass-waste fired |  | 0 | 36.8578 | 29.644 | 23.1061 | 20.0591 | 28.8746 | 13.0513 | 7.2328 | 7.8547 | 22.5775 | 0 | -4.5624 | 2.2537 | -12.9279 | 12.0565
Hydrogen plants |  | 0 | 0 | 0 | 0 | 0 | 0 | 0 | 0 | 0 | 0 | 0 | 0 | 0 | 0 | 0
Geothermal heat |  | 0 | 0 | 0 | 0 | 0 | 0 | 0 | 0 | 0 | 0 | 0 | 0 | 0 | 0 | 0
Gross Electricity generation by plant type (in GWh)(D) | 11121 | 14415 | 4994 | 5066.0459 | 5902.3623 | 8421.5092 | 14420.5575 | 15140.9291 | 15237.1812 | 16091.334 | 17533.6861 | -7.6939 | 1.6852 | 9.3442 | 0.55236 | 1.4138
Nuclear energy | 8419 | 10337 | 0 | 0 | 0 | 0 | 9377.1383 | 9377.1383 | 9377.1383 | 9377.1383 | 9377.1383 | 0 | 0 | 0 | 0 | 0
Renewable energy | 340 | 453 | 764 | 1199.2738 | 1199.2738 | 1332.5377 | 1332.5377 | 1332.6596 | 1400.6258 | 2141.7047 | 3482.2551 | 8.433 | 4.6122 | 1.0593 | 0.49958 | 9.5352
Hydro (pumping excluded) | 340 | 451 | 540 | 440.3621 | 440.3621 | 440.3621 | 440.3621 | 440.3621 | 484.9771 | 573.2956 | 1078.6416 | 4.7349 | -2.0191 | 0 | 0.96972 | 8.3217
Lakes | 0 | 0 | 0 | 0 | 0 | 0 | 0 | 0 | 0 | 0 | 0 | 0 | 0 | 0 | 0 | 0
Run of river | 340 | 451 | 540 | 440.3621 | 440.3621 | 440.3621 | 440.3621 | 440.3621 | 484.9771 | 573.2956 | 1078.6416 | 4.7349 | -2.0191 | 0 | 0.96972 | 8.3217
Wind power | 0 | 2 | 224 | 695.22 | 695.22 | 828.4838 | 828.4838 | 828.6058 | 849.584 | 1502.3444 | 2337.5488 | 0 | 11.9921 | 1.7692 | 0.25181 | 10.651
Wind on-shore | 0 | 2 | 224 | 695.22 | 695.22 | 828.4838 | 828.4838 | 828.6058 | 849.584 | 1502.3444 | 2337.5488 | 0 | 11.9921 | 1.7692 | 0.25181 | 10.651
Wind off-shore | 0 | 0 | 0 | 0 | 0 | 0 | 0 | 0 | 0 | 0 | 0 | 0 | 0 | 0 | 0 | 0
Solar | 0 | 0 | 0 | 63.6917 | 63.6917 | 63.6917 | 63.6917 | 63.6917 | 66.0647 | 66.0647 | 66.0647 | 0 | 0 | 0 | 0.36646 | 0
Other renewables (tidal etc.) | 0 | 0 | 0 | 0 | 0 | 0 | 0 | 0 | 0 | 0 | 0 | 0 | 0 | 0 | 0 | 0
Thermal power | 2362 | 3625 | 4230 | 3866.7721 | 4703.0885 | 7088.9715 | 3710.8815 | 4431.1312 | 4459.4171 | 4572.491 | 4674.2926 | 6 | 1.0658 | -2.3416 | 1.8545 | 0.47171
Solids fired | 0 | 0 | 0 | 0 | 0 | 0 | 0 | 0 | 0 | 0 | 0 | 0 | 0 | 0 | 0 | 0
Oil fired | 655 | 658.7691 | 1356.8481 | 182.3727 | 0 | 0 | 0 | 0 | 0 | 0 | 0 | 7.5546 | 0 | 0 | 0 | 0
Gas fired | 1707 | 2959.132 | 2716.62 | 3027.8685 | 3977.8297 | 6359.8685 | 2911.893 | 3571.9824 | 3543.4557 | 3514.7893 | 3499.4385 | 4.7562 | 3.8871 | -3.0712 | 1.9824 | -0.12492
Natural gas | 1707 | 2959.132 | 2716.62 | 3027.8685 | 3977.8297 | 6359.8685 | 2911.893 | 3571.9824 | 3543.4557 | 3514.7893 | 3499.4385 | 4.7562 | 3.8871 | -3.0712 | 1.9824 | -0.12492
Derived gasses | 0 | 0 | 0 | 0 | 0 | 0 | 0 | 0 | 0 | 0 | 0 | 0 | 0 | 0 | 0 | 0
Biomass-waste fired | 0 | 7.099 | 156.5319 | 656.5309 | 725.2588 | 729.103 | 798.9885 | 859.1487 | 915.9614 | 1057.7016 | 1174.8541 | 0 | 16.5706 | 0.97288 | 1.3757 | 2.5205
Hydrogen plants | 0 | 0 | 0 | 0 | 0 | 0 | 0 | 0 | 0 | 0 | 0 | 0 | 0 | 0 | 0 | 0
Geothermal heat | 0 | 0 | 0 | 0 | 0 | 0 | 0 | 0 | 0 | 0 | 0 | 0 | 0 | 0 | 0 | 0
Net Electricity generation by plant type (in GWh)(D) | 9745.3851 | 13223.55 | 4603.6602 | 4518.6596 | 5521.7315 | 7875.9683 | 13662.1295 | 14349.6949 | 14443.4075 | 15311.8138 | 16747.4942 | -7.2251 | 1.835 | 9.4824 | 0.55765 | 1.4911
Nuclear energy | 7417 | 9544 | 0 | 0 | 0 | 0 | 8880.15 | 8880.15 | 8880.15 | 8880.15 | 8880.15 | 0 | 0 | 0 | 0 | 0
Renewable energy | 328.3851 | 442.55 | 754.6602 | 1190.1902 | 1190.1902 | 1323.4541 | 1323.4541 | 1323.576 | 1391.5422 | 2132.6211 | 3473.111 | 8.6768 | 4.6614 | 1.067 | 0.50294 | 9.5777
Hydro (pumping excluded) | 328.3851 | 440.55 | 531.6602 | 431.2785 | 431.2785 | 431.2785 | 431.2785 | 431.2785 | 475.8935 | 564.212 | 1069.4974 | 4.9361 | -2.0708 | 0 | 0.98926 | 8.4344
Lakes | 0 | 0 | 0 | 0 | 0 | 0 | 0 | 0 | 0 | 0 | 0 | 0 | 0 | 0 | 0 | 0
Run of river | 328.3851 | 440.55 | 531.6602 | 431.2785 | 431.2785 | 431.2785 | 431.2785 | 431.2785 | 475.8935 | 564.212 | 1069.4974 | 4.9361 | -2.0708 | 0 | 0.98926 | 8.4344
Wind power | 0 | 2 | 223 | 695.22 | 695.22 | 828.4838 | 828.4838 | 828.6058 | 849.584 | 1502.3444 | 2337.5488 | 0 | 12.0422 | 1.7692 | 0.25181 | 10.651
Wind on-shore | 0 | 2 | 223 | 695.22 | 695.22 | 828.4838 | 828.4838 | 828.6058 | 849.584 | 1502.3444 | 2337.5488 | 0 | 12.0422 | 1.7692 | 0.25181 | 10.651
Wind off-shore | 0 | 0 | 0 | 0 | 0 | 0 | 0 | 0 | 0 | 0 | 0 | 0 | 0 | 0 | 0 | 0
Solar | 0 | 0 | 0 | 63.6917 | 63.6917 | 63.6917 | 63.6917 | 63.6917 | 66.0647 | 66.0647 | 66.0647 | 0 | 0 | 0 | 0.36646 | 0
Other renewables (tidal etc.) | 0 | 0 | 0 | 0 | 0 | 0 | 0 | 0 | 0 | 0 | 0 | 0 | 0 | 0 | 0 | 0
Thermal power | 2000 | 3237 | 3849 | 3328.4694 | 4331.5413 | 6552.5143 | 3458.5254 | 4145.9689 | 4171.7152 | 4299.0426 | 4394.2332 | 6.7657 | 1.1881 | -2.2257 | 1.8925 | 0.52101
Solids fired | 0 | 0 | 0 | 0 | 0 | 0 | 0 | 0 | 0 | 0 | 0 | 0 | 0 | 0 | 0 | 0
Oil fired | 614.3569 | 637.8798 | 1213.2955 | 154.2428 | 0 | 0 | 0 | 0 | 0 | 0 | 0 | 7.0421 | 0 | 0 | 0 | 0
Gas fired | 1385.6431 | 2592.8111 | 2500.2693 | 2739.7471 | 3831.8095 | 6010.259 | 2835.5549 | 3470.1189 | 3444.4388 | 3443.5116 | 3425.8615 | 6.08 | 4.3618 | -2.9661 | 1.9643 | -0.054065
Natural gas | 1385.6431 | 2592.8111 | 2500.2693 | 2739.7471 | 3831.8095 | 6010.259 | 2835.5549 | 3470.1189 | 3444.4388 | 3443.5116 | 3425.8615 | 6.08 | 4.3618 | -2.9661 | 1.9643 | -0.054065
Derived gasses | 0 | 0 | 0 | 0 | 0 | 0 | 0 | 0 | 0 | 0 | 0 | 0 | 0 | 0 | 0 | 0
Biomass-waste fired | 0 | 6.3091 | 135.4353 | 434.4795 | 499.7318 | 542.2552 | 622.9705 | 675.85 | 727.2765 | 855.531 | 968.3717 | 0 | 13.9464 | 2.2287 | 1.5601 | 2.9045
Hydrogen plants | 0 | 0 | 0 | 0 | 0 | 0 | 0 | 0 | 0 | 0 | 0 | 0 | 0 | 0 | 0 | 0
Geothermal heat | 0 | 0 | 0 | 0 | 0 | 0 | 0 | 0 | 0 | 0 | 0 | 0 | 0 | 0 | 0 | 0
Net Steam Generation Capacity (2)
Installed capacity of CHP plants
Electric capacity (in MWe) | 649.576 | 1038 | 1100 | 1798.5869 | 577.7221 | 1095.6031 | 965.3957 | 744.8882 | 685.808 | 647.5257 | 655.1231 | 5.4087 | -6.2368 | 5.2685 | -3.3616 | -0.4567
Steam capacity (in MWth) | 1663.0882 | 2019.47 | 2485 | 3806.6032 | 952.064 | 2048.5845 | 1799.3534 | 1317.2264 | 1198.8676 | 1105.1099 | 1104.3505 | 4.0977 | -9.1481 | 6.5725 | -3.9792 | -0.81784
Installed capacity of boilers (in MWth) | 1615.1268 | 1856.6552 | 1874.1958 | 2567.069 | 2581.9741 | 2344.2371 | 2323.5168 | 2309.4849 | 2074.2615 | 2071.7707 | 1559.1017 | 1.4988 | 3.2556 | -1.0492 | -1.1284 | -2.8146
District heating (in MWth) | 1171.124 | 1149.8123 | 1128.0478 | 1684.0692 | 1401.3432 | 1246.9601 | 1066.5608 | 1055.114 | 1025.1756 | 1034.7151 | 878.9487 | -0.37405 | 2.1931 | -2.693 | -0.39497 | -1.5271
Industrial and refinery boilers (in MWth) | 444.0028 | 706.8428 | 746.148 | 882.9997 | 1180.6309 | 1097.277 | 1256.9561 | 1254.3709 | 1049.0859 | 1037.0556 | 680.153 | 5.328 | 4.6957 | 0.62841 | -1.7915 | -4.241
Total steam generation capacity (in MWth) | 3278.215 | 3876.1251 | 4359.1958 | 6373.6722 | 3534.0381 | 4392.8216 | 4122.8702 | 3626.7113 | 3273.1291 | 3176.8806 | 2663.4521 | 2.8909 | -2.0766 | 1.553 | -2.2816 | -2.0401
Net Steam Generation Investment (1,2) (in MWe - for five years period)
Capacity Expansion for CHP plants
Electric capacity (in MWe) |  | 3.4618 | 68.172 | 61.6395 | 490.1359 | 123.5361 | 28.2623 | 13.0513 | 6.927 | 64.3345 | 22.1618 | 0 | 21.8067 | -24.8223 | -13.1172 | 12.3326
Steam capacity (in MWth) |  | 6.7351 | 154.0067 | 128.8532 | 746.2679 | 260.0108 | 62.8051 | 29.0028 | 15.3934 | 89.7578 | 30.139 | 0 | 17.0942 | -21.9254 | -13.1172 | 6.9497
Investment for boilers (in MWth) |  | 564.5537 | 388.8717 | 1382.1529 | 483.9033 | 231.2612 | 448.2778 | 474.1356 | 503.4539 | 141.426 | 332.8625 | 0 | 2.2104 | -0.7618 | 1.1676 | -4.0532
District heating (in MWth) |  | 351.6406 | 180.6737 | 806.9328 | 37.4247 | 165.7676 | 139.7514 | 308.7783 | 386.9504 | 97.8625 | 225.153 | 0 | -14.5669 | 14.0827 | 10.721 | -5.2712
Industrial and refinery boilers (in MWth) |  | 212.9131 | 208.198 | 575.2202 | 446.4786 | 65.4936 | 308.5265 | 165.3573 | 116.5035 | 43.5635 | 107.7095 | 0 | 7.9276 | -3.6284 | -9.2797 | -0.78176
Total steam generation investment (in MWth) |  | 571.2888 | 542.8784 | 1511.0061 | 1230.1711 | 491.2719 | 511.0829 | 503.1385 | 518.8473 | 231.1838 | 363.0016 | 0 | 8.5241 | -8.409 | 0.15089 | -3.509
Net electric efficiencies of thermal power plants (3)
Solid fuel plants | 0.3472 | 0.3472 | 0.3472 | 0.3393 | 0.3393 | 0.34531 | 0.3512 | 0.35541 | 0.35893 | 0.36185 | 0.36442 | 0 | -0.2298 | 0.34516 | 0.21806 | 0.15189
Simple cycle gas and oil plants | 0.32661 | 0.32701 | 0.32707 | 0.32736 | 0.33785 | 0.34428 | 0.34467 | 0.343 | 0.35405 | 0.33804 | 0.33816 | 0.014243 | 0.32466 | 0.20013 | 0.26883 | -0.45812
Gas turbine combined cycle gas plants | 0.52 | 0.52 | 0.52 | 0.53916 | 0.56324 | 0.56324 | 0.56324 | 0.56324 | 0.56324 | 0.58654 | 0.58654 | 0 | 0.80193 | 0 | 0 | 0.40626
Biomass & Waste plants | 0.29267 | 0.29267 | 0.29267 | 0.29267 | 0.30885 | 0.31785 | 0.33079 | 0.33388 | 0.33564 | 0.33934 | 0.34381 | 0 | 0.53949 | 0.68857 | 0.14581 | 0.24081
(1) Including new power plants, premature replacement and retrofitting
(2) Electric capacity of CHP plants is also included in power capacity. Boilers capacity also includes industrial and refinery boilers capacity besides district heating
(3) Net electric efficiencies are averages for electricity only plants.
Source: PRIMES

## pg-costs
Lithuania:Reference scenario(REF2015f) | [15 empty] | ELECTRICITY AND STEAM GENERATION COSTS
| 2000 | 2005 | 2010 | 2015 | 2020 | 2025 | 2030 | 2035 | 2040 | 2045 | 2050 | '00-'10 | '10-'20 | '20-'30 | '30-'40 | '40-'50
Annual % Change
Total Cost of Electricity and Steam supply (1) (MEuro'13) | 1014.1081 | 1148.5635 | 1877.4476 | 1716.9933 | 1787.4931 | 1989.5222 | 2261.9622 | 2172.8905 | 2177.3972 | 2234.6101 | 2322.9753 | 6.3527 | -0.48979 | 2.3821 | -0.3803 | 0.64928
Annual capital costs | 534.5852 | 500.6102 | 370.8196 | 298.5229 | 309.8483 | 284.9032 | 889.0041 | 839.1698 | 839.6322 | 813.6758 | 879.0051 | -3.5917 | -1.7803 | 11.1157 | -0.56975 | 0.45932
Fixed operating costs | 93.4117 | 110.1903 | 130.7997 | 143.2807 | 85.0784 | 84.0931 | 213.0627 | 227.1039 | 247.9779 | 252.4312 | 278.6037 | 3.4238 | -4.2098 | 9.6147 | 1.5291 | 1.1713
Variable operating costs | 10.9296 | 13.2523 | 16.0026 | 15.0049 | 17.5982 | 21.5617 | 80.1007 | 81.1728 | 82.044 | 83.1805 | 84.4157 | 3.8864 | 0.95497 | 16.3635 | 0.24 | 0.28539
Fuel costs | 428.3962 | 475.1066 | 793.3435 | 613.1773 | 736.2764 | 988.7052 | 851.8127 | 815.4585 | 813.0378 | 821.3548 | 821.7056 | 6.3559 | -0.74373 | 1.4683 | -0.46481 | 0.1061
Taxes and subsidies | 3.8949 | 10.0077 | 7.1136 | 14.9722 | 25.2701 | 78.5506 | 69.5218 | 77.4115 | 88.788 | 115.5251 | 142.9196 | 6.2085 | 13.5146 | 10.65 | 2.4763 | 4.8754
Other Costs (Transmission & distribution, net imports, etc.) | -57.1094 | 39.3964 | 559.3685 | 632.0353 | 613.4218 | 531.7084 | 158.4601 | 132.574 | 105.9173 | 148.4427 | 116.3256 | 0 | 0.92671 | -12.6594 | -3.9484 | 0.94175
Expenditures for Power Generation (incl. total CHP cost) | 835.8567 | 820.484 | 867.6713 | 630.4645 | 652.671 | 895.3981 | 1566.7469 | 1548.6961 | 1578.3818 | 1583.4816 | 1715.6001 | 0.37426 | -2.8072 | 9.1517 | 0.074014 | 0.83711
Annual capital costs | 507.0341 | 428.5335 | 294.9299 | 208.4961 | 226.0924 | 220.1135 | 811.2719 | 747.781 | 748.1436 | 713.534 | 787.3653 | -5.2742 | -2.6229 | 13.6287 | -0.80681 | 0.51228
Fixed operating costs | 86.9345 | 100.0472 | 116.9697 | 136.9903 | 76.6641 | 74.6301 | 202.1249 | 215.6527 | 227.255 | 222.6273 | 253.8618 | 3.0121 | -4.1368 | 10.18 | 1.1788 | 1.1133
Variable operating costs | 5.2663 | 7.911 | 9.3433 | 8.4102 | 10.0083 | 15.058 | 74.1347 | 75.611 | 75.7603 | 76.5414 | 77.3596 | 5.9009 | 0.68985 | 22.1705 | 0.21714 | 0.20913
Fuel costs | 233.2574 | 280.7614 | 444.7903 | 268.9183 | 316.7307 | 529.5645 | 435.9404 | 457.5664 | 465.8562 | 486.975 | 491.8182 | 6.6675 | -3.3385 | 3.2461 | 0.66592 | 0.54379
Taxes and subsidies | 3.3645 | 3.231 | 1.638 | 7.6497 | 23.1756 | 56.032 | 43.275 | 52.085 | 61.3668 | 83.804 | 105.1952 | -6.9452 | 30.3383 | 6.4439 | 3.5546 | 5.5374
of which for Electricity only power plants Generation | 674.5638 | 642.9806 | 487.7771 | 196.9848 | 164.0508 | 291.478 | 1014.4609 | 968.9884 | 985.3213 | 996.5929 | 1115.706 | -3.1901 | -10.3241 | 19.9847 | -0.29102 | 1.2505
Annual capital costs | 503.2991 | 425.2324 | 279.2139 | 119.8422 | 121.8231 | 131.2555 | 718.5612 | 656.4303 | 659.8079 | 671.0312 | 763.0881 | -5.7218 | -7.9594 | 19.419 | -0.84939 | 1.4649
Fixed operating costs | 85.7528 | 98.6304 | 112.8925 | 45.6981 | 22.4297 | 27.4423 | 161.1785 | 179.3891 | 189.8796 | 184.1716 | 210.6632 | 2.7878 | -14.9223 | 21.8003 | 1.6523 | 1.0441
Variable operating costs | 4.7689 | 7.3692 | 8.302 | 1.8216 | 0.74651 | 4.2225 | 65.9452 | 65.7661 | 65.8575 | 66.4312 | 66.9667 | 5.7004 | -21.4068 | 56.5363 | -0.013307 | 0.16715
Fuel costs | 78.2891 | 109.3916 | 86.7145 | 28.8215 | 17.4615 | 114.66 | 68.776 | 67.4029 | 69.5469 | 74.9589 | 73.9922 | 1.0274 | -14.808 | 14.6926 | 0.11153 | 0.62151
Taxes and subsidies | 2.454 | 2.357 | 0.65421 | 0.80131 | 1.59 | 13.8977 | 0 | 0 | 0.22947 | 0 | 0.99583 | -12.3838 | 9.2868 | -100 | 0 | 15.8097
of which for CHP Generation | 161.2929 | 177.5034 | 379.8941 | 433.4797 | 488.6202 | 603.9201 | 552.286 | 579.7077 | 593.0604 | 586.8887 | 599.8941 | 8.9444 | 2.5489 | 1.2323 | 0.71485 | 0.11463
Annual capital costs | 3.735 | 3.3011 | 15.7161 | 88.6539 | 104.2693 | 88.858 | 92.7107 | 91.3507 | 88.3357 | 42.5028 | 24.2772 | 15.4532 | 20.8318 | -1.1681 | -0.48223 | -12.1167
Fixed operating costs | 1.1817 | 1.4168 | 4.0772 | 91.2921 | 54.2345 | 47.1878 | 40.9463 | 36.2636 | 37.3754 | 38.4557 | 43.1986 | 13.184 | 29.5362 | -2.7714 | -0.90834 | 1.4585
Variable operating costs | 0.4974 | 0.54179 | 1.0413 | 6.5885 | 9.2617 | 10.8356 | 8.1895 | 9.8449 | 9.9027 | 10.1102 | 10.3929 | 7.6681 | 24.4262 | -1.2229 | 1.9178 | 0.4843
Fuel costs | 154.9683 | 171.3698 | 358.0758 | 240.0968 | 299.2691 | 414.9044 | 367.1645 | 390.1634 | 396.3093 | 412.0161 | 417.826 | 8.736 | -1.778 | 2.0657 | 0.76678 | 0.5301
Taxes and subsidies | 0.91056 | 0.87392 | 0.98378 | 6.8484 | 21.5856 | 42.1344 | 43.275 | 52.085 | 61.1373 | 83.804 | 104.1994 | 0.77649 | 36.1841 | 7.2031 | 3.5159 | 5.4765
Expenditures for Steam Boilers Generation (2) | 235.3608 | 288.6831 | 450.4078 | 454.4934 | 521.4004 | 562.4157 | 536.7552 | 491.6204 | 493.0981 | 502.6857 | 491.0496 | 6.7056 | 1.4744 | 0.29066 | -0.84475 | -0.041622
Annual capital costs | 27.5511 | 72.0767 | 75.8897 | 90.0267 | 83.756 | 64.7897 | 77.7322 | 91.3888 | 91.4886 | 100.1418 | 91.6398 | 10.6635 | 0.99115 | -0.7436 | 1.6428 | 0.016515
Fixed operating costs | 6.4772 | 10.1431 | 13.83 | 6.2904 | 8.4142 | 9.4631 | 10.9379 | 11.4512 | 20.7229 | 29.8039 | 24.7419 | 7.8807 | -4.8477 | 2.6578 | 6.5987 | 1.7884
Variable operating costs | 5.6633 | 5.3413 | 6.6593 | 6.5947 | 7.59 | 6.5037 | 5.966 | 5.5618 | 6.2837 | 6.6392 | 7.0561 | 1.6333 | 1.3167 | -2.3788 | 0.52022 | 1.1661
Fuel costs | 195.1388 | 194.3453 | 348.5533 | 344.259 | 419.5457 | 459.1407 | 415.8723 | 357.8921 | 347.1816 | 334.3798 | 329.8874 | 5.9723 | 1.8711 | -0.087903 | -1.7891 | -0.50966
Taxes and subsidies | 0.53039 | 6.7768 | 5.4756 | 7.3226 | 2.0945 | 22.5185 | 26.2468 | 25.3265 | 27.4213 | 31.7211 | 37.7244 | 26.2944 | -9.1624 | 28.7652 | 0.4387 | 3.2413
Average production costs (1) (Euro'13 per MWhe+MWhth) | 39.8152 | 37.5831 | 86.7774 | 81.728 | 79.2355 | 79.655 | 77.2576 | 76.0624 | 76.5611 | 76.085 | 75.8837 | 8.1025 | -0.9051 | -0.25247 | -0.090515 | -0.088829
Fixed costs (Capital & fixed operating costs) | 24.656 | 19.9865 | 23.1853 | 21.0296 | 17.5062 | 14.7736 | 37.6412 | 37.3251 | 38.2423 | 36.2993 | 37.8152 | -0.61311 | -2.7705 | 7.9561 | 0.15855 | -0.11225
Variable costs (Variable operating & fuel costs) | 17.4014 | 16.3075 | 37.7376 | 30.6138 | 34.5377 | 43.5932 | 34.2041 | 34.0965 | 34.5946 | 34.7315 | 34.2686 | 8.0485 | -0.88213 | -0.097003 | 0.11357 | -0.09463
Other Costs (Transmission & distribution, net imports, etc.) | 0 | 1.2891 | 25.8545 | 30.0846 | 27.1916 | 21.2881 | 5.4122 | 4.6408 | 3.7242 | 5.0542 | 3.8 | 0 | 0.50548 | -14.9069 | -3.669 | 0.20149
in Power Generation (3) (Euro'13 per MWhe+MWhth) | 52.9707 | 39.0689 | 72.8214 | 58.0831 | 53.6829 | 61.1388 | 78.5122 | 77.2042 | 78.1483 | 74.9521 | 76.247 | 3.2339 | -3.0031 | 3.8748 | -0.046446 | -0.24601
Fixed costs (Capital & fixed operating costs) | 37.6415 | 25.1694 | 34.5697 | 31.8288 | 24.902 | 20.1254 | 50.7829 | 48.0283 | 48.2936 | 44.312 | 46.2756 | -0.84769 | -3.2271 | 7.3862 | -0.50135 | -0.42594
Variable costs (Variable operating & fuel costs) | 15.3292 | 13.8995 | 38.2517 | 26.2543 | 28.7808 | 41.0134 | 27.7293 | 29.176 | 29.8547 | 30.6401 | 29.9714 | 9.5755 | -2.8047 | -0.37152 | 0.74127 | 0.039008
in Steam Boilers Generation (2) (Euro'13 per MWhth) | 24.2871 | 30.1979 | 46.3375 | 44.7596 | 50.1281 | 54.4375 | 57.5748 | 57.7867 | 59.8221 | 60.981 | 60.5358 | 6.6733 | 0.7894 | 1.3947 | 0.38365 | 0.11866
Fixed costs (Capital & fixed operating costs) | 3.5114 | 8.6006 | 9.2303 | 9.4855 | 8.8614 | 7.1871 | 9.5112 | 12.0882 | 13.6134 | 15.7638 | 14.3473 | 10.1471 | -0.40704 | 0.71015 | 3.6509 | 0.52649
Variable costs (Variable operating & fuel costs) | 20.7757 | 21.5972 | 37.1072 | 35.2741 | 41.2668 | 47.2504 | 48.0636 | 45.6986 | 46.2088 | 45.2172 | 46.1884 | 5.9718 | 1.0681 | 1.5364 | -0.39279 | -0.0043983
Investment expenditure (4) (in MEuro'13-for 5 years period) |  | 302.765 | 466.6632 | 1321.1833 | 576.7263 | 186.076 | 6177.845 | 99.5745 | 113.3009 | 475.8708 | 1016.1983 | 0 | 2.1402 | 26.7613 | -32.9591 | 24.5302
in Power plants (incl. CHP) |  | 67.7891 | 324.7571 | 1042.4964 | 492.2242 | 149.2276 | 6094.001 | 27.893 | 42.7361 | 447.1445 | 824.324 | 0 | 4.2462 | 28.6098 | -39.1039 | 34.4405
Electricity only power plants |  | 63.3766 | 195.3838 | 865.9829 | 13.5324 | 81.5386 | 6031.8 | 0.05 | 28.4635 | 424.8592 | 788.2086 | 0 | -23.4318 | 84.0379 | -41.4693 | 39.3912
CHP power plants |  | 4.4125 | 129.3733 | 176.5135 | 478.6919 | 67.689 | 62.201 | 27.843 | 14.2727 | 22.2853 | 36.1154 | 0 | 13.978 | -18.4594 | -13.6881 | 9.7283
by plant type
Nuclear |  | 0 | 0 | 0 | 0 | 0 | 6031.8 | 0 | 0 | 0 | 0 | 0 | 0 | 0 | -100 | 0
Renewable energy |  | 36.242 | 179.644 | 498.53 | 0 | 79.6935 | 0 | 0.05 | 27.6897 | 424.5926 | 793.6335 | 0 | -100 | 0 | 0 | 39.8718
Hydro (pumping excluded) |  | 35 | 2.5 | 0 | 0 | 0 | 0 | 0 | 16.92 | 54.3 | 308.2 | 0 | -100 | 0 | 0 | 33.6729
Wind |  | 1.242 | 177.144 | 392.0315 | 0 | 79.6935 | 0 | 0.05 | 7.7739 | 370.2927 | 485.4335 | 0 | -100 | 0 | 0 | 51.199
Solar |  | 0 | 0 | 106.4984 | 0 | 0 | 0 | 0 | 2.9957 | 0 | 0 | 0 | 0 | 0 | 0 | -100
Other renewables (tidal etc.) |  | 0 | 0 | 0 | 0 | 0 | 0 | 0 | 0 | 0 | 0 | 0 | 0 | 0 | 0 | 0
Thermal |  | 31.5471 | 145.1131 | 543.9665 | 492.2242 | 69.534 | 62.201 | 27.843 | 15.0465 | 22.5518 | 30.6905 | 0 | 12.9915 | -18.6864 | -13.2312 | 7.3883
Solids fired |  | 0 | 0 | 0 | 0 | 0 | 0 | 0 | 0 | 0 | 0 | 0 | 0 | 0 | 0 | 0
Oil fired |  | 0.10333 | 0 | 0 | 0 | 0 | 0 | 0 | 0 | 0 | 0 | 0 | 0 | 0 | 0 | 0
Gas fired |  | 31.4438 | 51.5425 | 396.5746 | 454.0994 | 20.9 | 0 | 0 | 0 | 8.5899 | 0 | 0 | 24.3079 | -100 | 0 | 0
Biomass-waste fired |  | 0 | 93.5706 | 147.3919 | 38.1248 | 48.634 | 62.201 | 27.843 | 15.0465 | 13.962 | 30.6905 | 0 | -8.5872 | 5.0168 | -13.2312 | 7.3883
Hydrogen plants |  | 0 | 0 | 0 | 0 | 0 | 0 | 0 | 0 | 0 | 0 | 0 | 0 | 0 | 0 | 0
Geothermal heat |  | 0 | 0 | 0 | 0 | 0 | 0 | 0 | 0 | 0 | 0 | 0 | 0 | 0 | 0 | 0
in Steam Boilers (2) |  | 234.9759 | 141.9061 | 278.6869 | 84.5021 | 36.8484 | 83.844 | 71.6815 | 70.5648 | 28.7264 | 191.8744 | 0 | -5.0518 | -0.078154 | -1.7095 | 10.5205
Average effective investment expenditure (5) (Euro'13 per KW) |  | 479.3894 | 619.2096 | 552.9529 | 332.9658 | 282.4002 | 3728.4268 | 192.53 | 147.1901 | 462.007 | 960.0838 | 0 | -6.0155 | 27.3247 | -27.6172 | 20.6266
in Power plants (incl. CHP) |  | 1124.6631 | 1540.8503 | 1186.9248 | 980.687 | 890.1844 | 5318.2092 | 1985.0894 | 170.3233 | 559.7534 | 1185.317 | 0 | -4.4178 | 18.4196 | -29.1156 | 21.4104
Electricity only power plants |  | 1115.5255 | 1370.2214 | 1060.373 | 1148.57 | 1848.9219 | 5397.0413 | 50 | 116.6607 | 578.4415 | 1170.6924 | 0 | -1.7491 | 16.7347 | -31.8483 | 25.9366
CHP power plants |  | 1274.6255 | 1897.7485 | 2863.6433 | 976.6514 | 547.9289 | 2200.8488 | 2133.3576 | 2060.4377 | 346.3965 | 1629.6196 | 0 | -6.4271 | 8.4639 | -0.65708 | -2.3184
by plant type
Nuclear |  | 0 | 0 | 0 | 0 | 0 | 5400 | 0 | 0 | 0 | 0
Renewable energy |  | 2416.1333 | 1350.7068 | 1365.9139 | 0 | 1850 | 0 | 50 | 113.6317 | 578.2963 | 1179.4778 | 0 | -100 | 0 | 0 | 26.3627
Hydro (pumping excluded) |  | 2500 | 2500 | 0 | 0 | 0 | 0 | 0 | 470 | 2108.3416 | 2300 | 0 | -100 | 0 | 0 | 17.2095
Wind |  | 1242 | 1342 | 1345.8 | 0 | 1850 | 0 | 50 | 58.0143 | 522.674 | 900.8384 | 0 | -100 | 0 | 0 | 31.5562
Solar |  | 0 | 0 | 1445.437 | 0 | 0 | 0 | 0 | 40.6593 | 0 | 0 | 0 | 0 | 0 | 0 | -100
Other renewables (tidal etc.) |  | 0 | 0 | 0 | 0 | 0 | 0 | 0 | 0 | 0 | 0 | 0 | 0 | 0 | 0 | 0
Thermal |  | 696.7881 | 1866.0499 | 1059.6651 | 980.687 | 558.2413 | 2154.1749 | 2133.3576 | 2080.3139 | 349.0395 | 1359.3425 | 0 | -6.2307 | 8.187 | -0.34828 | -4.1659
Solids fired |  | 0 | 0 | 0 | 0 | 0 | 0 | 0 | 0 | 0 | 0 | 0 | 0 | 0 | 0 | 0
Oil fired |  | 2471.9339 | 0 | 0 | 0 | 0 | 0 | 0 | 0 | 0 | 0 | 0 | 0 | 0 | 0 | 0
Gas fired |  | 695.1477 | 1259.9917 | 819.8872 | 948.3883 | 200 | 0 | 0 | 0 | 151.3462 | 0 | 0 | -2.801 | -100 | 0 | 0
Biomass-waste fired |  | 0 | 2538.6888 | 4972.0641 | 1649.9912 | 2424.5357 | 2154.1749 | 2133.3576 | 2080.3139 | 1777.5229 | 1359.3425 | 0 | -4.2173 | 2.7022 | -0.34828 | -4.1659
Hydrogen plants |  | 0 | 0 | 0 | 0 | 0 | 0 | 0 | 0 | 0 | 0 | 0 | 0 | 0 | 0 | 0
Geothermal heat |  | 0 | 0 | 0 | 0 | 0 | 0 | 0 | 0 | 0 | 0 | 0 | 0 | 0 | 0 | 0
in Steam Boilers (2) |  | 416.2153 | 364.9175 | 201.6325 | 174.6259 | 159.3367 | 187.0357 | 151.1835 | 140.1613 | 203.1196 | 576.4372 | 0 | -7.1052 | 0.6889 | -2.8438 | 15.1894
Decomposition of electricity generation costs and prices (6)
Total Electricity Sales (in GWh) |  | 11643.0233 | 8983.7209 | 10300.4162 | 10944.4684 | 11304.3164 | 12571.2292 | 13276.056 | 13399.754 | 14241.1928 | 15684.3383 | 0 | 1.9938 | 1.3954 | 0.6403 | 1.5867
Average cost of electricity generation (Euro'13 per MWhe) |  | 70.47 | 96.5826 | 61.2077 | 59.6348 | 79.2085 | 124.6296 | 116.6533 | 117.7918 | 111.1902 | 109.383 | 0 | -4.7072 | 7.6495 | -0.56268 | -0.7379
Annual capital cost |  | 36.806 | 32.8294 | 20.2415 | 20.6581 | 19.4716 | 64.534 | 56.3255 | 55.8326 | 50.1035 | 50.2007 | 0 | -4.5265 | 12.0649 | -1.4379 | -1.0577
Fixed O&M cost |  | 8.5929 | 13.0202 | 13.2995 | 7.0048 | 6.6019 | 16.0784 | 16.2437 | 16.9596 | 15.6326 | 16.1857 | 0 | -6.0108 | 8.6637 | 0.53504 | -0.466
Variable non fuel cost (7) |  | 0.67946 | 1.04 | 0.81649 | 0.91446 | 1.3321 | 5.8972 | 5.6953 | 5.6539 | 5.3746 | 4.9323 | 0 | -1.2785 | 20.4892 | -0.42047 | -1.3561
Fuel cost |  | 24.1141 | 49.5107 | 26.1075 | 28.9398 | 46.8462 | 34.6776 | 34.4655 | 34.766 | 34.1948 | 31.3573 | 0 | -5.2281 | 1.8252 | 0.025462 | -1.0266
Tax on fuels and ETS auction payments |  | 0.2775 | 0.18233 | 0.74266 | 2.1176 | 4.9567 | 3.4424 | 3.9232 | 4.5797 | 5.8846 | 6.707 | 0 | 27.7904 | 4.979 | 2.8958 | 3.8889
Additional supply costs (Euro'13 per MWhe) |  | 14.7702 | 56.884 | 57.7069 | 52.2952 | 43.2862 | 18.9738 | 18.2386 | 18.0969 | 18.7527 | 18.4242 | 0 | -0.83756 | -9.6414 | -0.47208 | 0.1794
Transmission, distribution and sales costs |  | 14.7702 | 22.795 | 22.3678 | 22.2778 | 21.7174 | 18.9738 | 18.2386 | 18.0969 | 18.7527 | 18.4242 | 0 | -0.22924 | -1.5925 | -0.47208 | 0.1794
Other costs |  | 0 | 34.089 | 35.3391 | 30.0175 | 21.5688 | -2.2609e-15 | 4.2816e-15 | 0 | -1.9957e-15 | 3.6242e-15 | 0 | -1.2639 | 0 | -100 | 0
Estimation of RES supporting costs passed on to consumers (8) |  | 0 | 0 | 6.8398 | 6.5309 | 4.7395 | 3.1693 | 0 | 0 | 0 | 0
Average price of electricity (pre-tax) (Euro'13 per MWhe) |  | 65.666 | 103.0008 | 97.0709 | 110.5407 | 121.6599 | 130.8988 | 132.2286 | 137.1231 | 134.7453 | 128.9656 | 0 | 0.70897 | 1.7048 | 0.46562 | -0.61146
Excise tax and VAT on electricity (Euro'13 per MWhe) |  | 2.2659 | 6.6896 | 5.283 | 6.3321 | 7.1686 | 7.3257 | 7.415 | 7.8022 | 7.3334 | 6.6964 | 0 | -0.54777 | 1.4683 | 0.63212 | -1.5168
Average price of electricity (after tax) (Euro'13 per MWhe) |  | 67.9319 | 109.6904 | 102.3539 | 116.8727 | 128.8285 | 138.2245 | 139.6436 | 144.9253 | 142.0787 | 135.662 | 0 | 0.63625 | 1.6921 | 0.47451 | -0.65834
| 0 | 0 | 0 | 0 | 0 | 0 | 0 | 0 | 0 | 0 | 0 | 0 | 0 | 0 | 0 | 0
(1)Total (and average) costs include all costs related to electricity and steam generation in power plants (including the costs of energy consumed for On Site CHP steam generation), in district heating plants as well as in industrial and refinery boilers; they also include costs for transmission, distribution and net electricity imports
(2) including steam generation in district heating plants as well as in industrial and refinery boilers
(3) including steam generation in CHP power plants
(4) including investment in electricity and steam generation power plants, district heating plants as well as in industrial and refinery boilers.
(5) all types investment included: extension of lifetime, refurbishment, new plants construction
(6) average costs and prices calculated with respect to total electricity sales
(7) includes costs for CO2 storage were applicable
(8) extra costs due to renewable recovery which are passed on to consumers
Source: PRIMES

## pg-indicators
Lithuania:Reference scenario(REF2015f) | [15 empty] | POWER GENERATION INDICATORS
| 2000 | 2005 | 2010 | 2015 | 2020 | 2025 | 2030 | 2035 | 2040 | 2045 | 2050 | '00-'10 | '10-'20 | '20-'30 | '30-'40 | '40-'50
Annual % Change
Capacity indicators
Demand side load factor (1) (%)
Electricity | 68.1938 | 67.6715 | 63.464 | 70.2728 | 70.0629 | 71.6313 | 71.8857 | 73.7529 | 71.5651 | 71.6922 | 71.276 | -0.71623 | 0.99411 | 0.25718 | -0.044692 | -0.040476
Steam | 74.3324 | 75.7701 | 75.3138 | 65.7413 | 65.6047 | 65.6129 | 66.1834 | 65.3076 | 65.5034 | 65.6485 | 65.8898 | 0.13126 | -1.3707 | 0.087863 | -0.10323 | 0.058836
System Reserve margin (2) | 3.7498 | 2.4363 | 2.054 | 2.52 | 1.93 | 1.6 | 1.9 | 1.77 | 1.69 | 1.39 | 1.4 | -5.8416 | -0.62066 | -0.15654 | -1.1644 | -1.865
Utilisation rate (3) of electric capacities (%)
Net capacity | 20.0852 | 36.5047 | 18.2588 | 14.9817 | 25.9994 | 38.4954 | 47.7976 | 53.7439 | 56.0914 | 63.2449 | 58.257 | -0.9488 | 3.5974 | 6.2782 | 1.6129 | 0.37953
Utilisation rate (3) of steam capacities (%) | 54.7581 | 51.0592 | 44.6009 | 29.5343 | 55.034 | 44.4394 | 43.2382 | 44.7514 | 48.8152 | 50.5151 | 59.4244 | -2.0308 | 2.1242 | -2.3834 | 1.2205 | 1.9861
Overall efficiency of net electricity production (4) (%) | 26.3812 | 28.494 | 29.3836 | 38.4066 | 49.1151 | 47.9752 | 39.5491 | 41.4335 | 41.4842 | 42.6917 | 44.8719 | 1.0837 | 5.2715 | -2.1429 | 0.47884 | 0.78807
Efficiency of net thermal electricity production (%) | 18.6087 | 22.4592 | 25.8262 | 31.5016 | 43.1293 | 43.4395 | 35.1355 | 41.7452 | 41.5211 | 41.5145 | 41.9623 | 3.3319 | 5.2619 | -2.029 | 1.6839 | 0.10574
Ratios for electricity and steam (%)
Net imports ratio (5) | -13.6574 | -25.9143 | 54.5262 | 57.69 | 52.7536 | 35.1567 | -10.1754 | -13.6266 | -16.1992 | -16.359 | -23.8397 | 0 | -0.32994 | 0 | 4.7598 | 3.9395
excluding self consumption | -16.6522 | -29.9483 | 60.0513 | 61.8967 | 55.7137 | 37.5572 | -11.0518 | -14.8211 | -17.6559 | -17.7525 | -25.8542 | 0 | -0.74693 | 0 | 4.7962 | 3.8877
Electricity losses ratio (6) | 13.0869 | 10.7375 | 8.9995 | 7.178 | 7.0803 | 6.5683 | 6.1985 | 5.9358 | 5.7619 | 5.5291 | 5.2703 | -3.6752 | -2.37 | -1.3212 | -0.72773 | -0.888
excluding self consumption | 15.9565 | 12.409 | 9.9114 | 7.7014 | 7.4776 | 7.0168 | 6.7325 | 6.4561 | 6.2801 | 6.0001 | 5.7156 | -4.6502 | -2.7784 | -1.0442 | -0.69319 | -0.93742
Self consumption ratio (7) | 12.3695 | 8.2653 | 7.8162 | 10.805 | 6.4488 | 6.4779 | 5.2594 | 5.2258 | 5.2095 | 4.8443 | 4.4839 | -4.4866 | -1.9047 | -2.0182 | -0.095286 | -1.4886
Shares in net electricity generation
Thermal generation (incl. biomass-waste, geothermal heat) | 20.5225 | 24.4791 | 83.6074 | 73.6605 | 78.4453 | 83.1963 | 25.3147 | 28.8924 | 28.8832 | 28.0766 | 26.2382 | 15.0804 | -0.63527 | -10.694 | 1.3275 | -0.95585
Carbon free generation | 79.4775 | 75.5687 | 19.3345 | 35.9547 | 30.6049 | 23.6886 | 79.2451 | 75.8175 | 76.1522 | 77.5108 | 79.544 | -13.1822 | 4.6998 | 9.9811 | -0.39733 | 0.43672
Nuclear energy | 76.1078 | 72.1743 | 0 | 0 | 0 | 0 | 64.9983 | 61.8839 | 61.4824 | 57.9954 | 53.0238 | -100 | 0 | 0 | -0.55456 | -1.4692
Hydro and Intermittent Renewables | 3.3696 | 3.3467 | 16.3926 | 26.3395 | 21.5547 | 16.8037 | 9.687 | 9.2237 | 9.6344 | 13.9279 | 20.7381 | 17.1403 | 2.7754 | -7.6866 | -0.054413 | 7.9678
Biomass-waste, geothermal heat | 0 | 0.047711 | 2.9419 | 9.6152 | 9.0503 | 6.8849 | 4.5598 | 4.7099 | 5.0354 | 5.5874 | 5.7822 | 0 | 11.8931 | -6.6254 | 0.99691 | 1.3926
Electricity from CHP | 17.7151 | 17.363 | 43.2265 | 40.7041 | 49.566 | 41.5458 | 17.1822 | 19.7076 | 19.5577 | 18.7405 | 17.3309 | 9.3304 | 1.3779 | -10.0524 | 1.3034 | -1.2015
Generation in new plants
Electricity | 0 | 1.3355 | 21.1232 | 57.0973 | 97.9987 | 91.2972 | 100.9281 | 102.7992 | 102.7816 | 102.7216 | 102.5104 | 0 | 16.5859 | 0.29497 | 0.18215 | -0.026419
Steam | 0 | 0.035697 | 0 | 26.099 | 98.2389 | 73.8632 | 84.3862 | 98.0775 | 98.0735 | 99.9554 | 100 | 0 | 0 | -1.5085 | 1.5145 | 0.19471
CHP indicators
Net Electricity to steam capacity ratio | 0.39058 | 0.514 | 0.44266 | 0.47249 | 0.60681 | 0.53481 | 0.53652 | 0.5655 | 0.57205 | 0.58594 | 0.59322 | 1.2594 | 3.2045 | -1.2235 | 0.64315 | 0.36412
Net Electricity to steam generation ratio | 0.2861 | 0.29522 | 0.27218 | 0.2903 | 0.41242 | 0.48337 | 0.37301 | 0.49526 | 0.49094 | 0.49349 | 0.50451 | -0.49766 | 4.2435 | -0.9995 | 2.7854 | 0.27304
Emissions (8)
CO2 emissions (in kt CO2) | 4707.6375 | 4958.2596 | 4704.2314 | 3684.2097 | 3231.2471 | 4164.2272 | 2654.4597 | 2297.9742 | 2175.0867 | 2050.9982 | 1982.335 | -0.0072375 | -3.6863 | -1.9471 | -1.972 | -0.92364
Thermal power plants | 2393.7166 | 3102.8538 | 2978.8643 | 1901.0868 | 1650.188 | 2546.1953 | 1342.6271 | 1282.5789 | 1258.5052 | 1247.0151 | 1228.5528 | 2.211 | -5.7355 | -2.0415 | -0.64495 | -0.24059
of which for On Site CHP steam generation | 50.6779 | 60.5364 | 31.6401 | 40.4146 | 3.9743 | 23.4901 | 21.369 | 17.8477 | 13.1024 | 13.6466 | 13.9359 | -4.6014 | -18.7353 | 18.3185 | -4.7737 | 0.61861
District heating units | 1625.8162 | 931.1534 | 731.0676 | 510.9195 | 435.3185 | 496.9206 | 379.3184 | 329.2702 | 286.9287 | 179.0311 | 158.2022 | -7.6815 | -5.0522 | -1.3676 | -2.7528 | -5.7798
Industrial boilers | 331.041 | 337.4093 | 385.7165 | 595.4462 | 566.9679 | 564.6844 | 455.3041 | 300.664 | 245.9496 | 244.2741 | 215.3564 | 1.5403 | 3.9272 | -2.1695 | -5.9726 | -1.3195
Refinery boilers | 357.0637 | 586.8431 | 608.583 | 676.7572 | 578.7727 | 556.4269 | 477.21 | 385.4612 | 383.7032 | 380.6779 | 380.2235 | 5.4769 | -0.50098 | -1.911 | -2.1573 | -0.09106
CO2 emissions captured (in kt CO2) | 0 | 0 | 0 | 0 | 0 | 0 | 0 | 0 | 0 | 0 | 0 | 0 | 0 | 0 | 0 | 0
Carbon intensity
Power generation (per MWhe+MWhth) | 0.1517 | 0.14775 | 0.25001 | 0.17514 | 0.13573 | 0.17386 | 0.067281 | 0.063938 | 0.062311 | 0.059026 | 0.054601 | 5.123 | -5.9255 | -6.7773 | -0.76454 | -1.3121
Thermal power plants (per MWhe+MWhth) | 0.29794 | 0.28171 | 0.26691 | 0.19671 | 0.15046 | 0.19113 | 0.13768 | 0.13013 | 0.12679 | 0.1233 | 0.12107 | -1.0936 | -5.5712 | -0.88369 | -0.82022 | -0.46076
District heating units (per MWhth) | 0.23138 | 0.16607 | 0.13049 | 0.096768 | 0.079941 | 0.091998 | 0.080627 | 0.074564 | 0.067487 | 0.042824 | 0.03947 | -5.5668 | -4.7817 | 0.085478 | -1.7633 | -5.2227
Industrial boilers (per MWhth) | 0.24047 | 0.18976 | 0.20711 | 0.21921 | 0.20298 | 0.20416 | 0.18284 | 0.15025 | 0.12917 | 0.12319 | 0.10651 | -1.4821 | -0.20159 | -1.039 | -3.4155 | -1.9099
Refinery boilers (per MWhth) | 0.27736 | 0.26986 | 0.26986 | 0.31362 | 0.26763 | 0.25712 | 0.22425 | 0.18439 | 0.18385 | 0.18303 | 0.18265 | -0.27378 | -0.083022 | -1.7529 | -1.9666 | -0.065329
Emissions index (2000=1)
CO2 emissions | 1 | 1.0532 | 0.99928 | 0.7826 | 0.68638 | 0.88457 | 0.56386 | 0.48814 | 0.46203 | 0.43567 | 0.42109 | -0.0072375 | -3.6863 | -1.9471 | -1.972 | -0.92364
SO2 emissions (9) | 1 | 0.84413 | 0.37774 | 1.0537 | 0.64588 | 0.88219 | 1.1342 | 0.73056 | 0.73194 | 0.77399 | 0.85125 | -9.2767 | 5.5106 | 5.7924 | -4.2854 | 1.5216
NOx emissions (9) | 1 | 0.74005 | 0.30634 | 0.19189 | 0.49637 | 0.60122 | 0.59745 | 0.70598 | 0.75588 | 0.83143 | 1.0181 | -11.1576 | 4.9446 | 1.8708 | 2.3799 | 3.0229
Other indicators
Electricity per capita (KWh per capita)
Production | 3166.505 | 4296.2906 | 1589.4456 | 1724.6097 | 2078.1933 | 3235.6926 | 6094.086 | 6812.5133 | 7056.9758 | 7626.2206 | 8485.8715 | -6.6603 | 2.7174 | 11.3582 | 1.4778 | 1.861
Final demand | 1764.0143 | 2377.4132 | 2652.012 | 3291.4551 | 3633.4399 | 3986.6536 | 4306.9508 | 4643.0662 | 4882.9316 | 5325.5708 | 5643.4814 | 4.1615 | 3.1987 | 1.715 | 1.2631 | 1.4581
Distributed steam per capita (KWh per capita)
Production | 3633.3133 | 3871.7871 | 4035.3808 | 3875.5997 | 4169.4719 | 4573.7377 | 4534.7316 | 4448.8402 | 4541.7642 | 4639.2304 | 4620.394 | 1.0551 | 0.32742 | 0.8433 | 0.015497 | 0.17179
Final demand | 2832.4216 | 3254.5608 | 3488.3987 | 3443.2215 | 3742.3244 | 4148.3879 | 4161.881 | 4114.2543 | 4245.5675 | 4378.0391 | 4401.0457 | 2.105 | 0.70512 | 1.0683 | 0.19928 | 0.36031
Generation per unit of GDP (in MWh/MEuro'13)
Electricity | 588.7501 | 524.53 | 172.4318 | 145.3707 | 147.7592 | 198.5867 | 337.3069 | 348.3962 | 330.2829 | 326.2728 | 333.2826 | -11.5559 | -1.5323 | 8.6043 | -0.21021 | 0.09045
Distributed steam | 691.4528 | 487.027 | 445.8929 | 333.3143 | 302.451 | 286.9986 | 257.249 | 233.0002 | 216.8795 | 202.6691 | 185.5437 | -4.2923 | -3.8072 | -1.6057 | -1.6925 | -1.5484
(1) demand side load factor = demand/(peak load x 8760hours)
(2) Ratio of confirmed capacity to peak load, where confirmed capacity is calculated by applying capacity credit factors per technology; the capacity credit factors for variable RES are below average annual availability of the corresponding RES resource, in conformity with system reliability and security of supply principles.
(3) utilisation rate = generation/(installed capacity x 8760hours)
(4) including nuclear, hydro, wind, etc.
(5) ratio of imports to electricity supply (in %)
(6) ratio of electricity transmission and distribution losses to electricity supply (in %)
(7) ratio of own consumption to electricity supply (in %)
(8) For total electricity and steam generation, i.e. including On Site CHP steam generation as well as industrial and refinery boilers
(9) The SO2 and NOx indicators relate to gross emissions following electricity and steam production and may not include additional end of pipe technology beyond the requirements of current legislation.
Source: PRIMES

## Explanation
(A) The total output of heat/steam from CHP can be higher than quantities shown here because these only include distributed heat/steam produced by CHP following EUROSTAT convention, according to which fuel consumption corresponding to on site steam/heat produced from CHP is accounted for in the final demand statistics as consumption of individual fuels and not as steam/heat, even if the fuel is in reality used in industrial CHP.
(B) PRIMES does not report separately on industrial waste. In order to ensure a consistent breakdown of supply and demand quanties, industrial waste is shown as part of total waste and of renewables. Given that only biodegradable waste counts towards the renewables targets, the indicators on the share of RES in gross final energy demand have been adjusted to exclude industrial waste. RES indicators have been calculated on the basis of the methodology developed by EUROSTAT, i.e. taking into account normalised hydro and wind production, increased weight for renewable electricity in road transport and aviation cap for gross final energy demand.
(C) For calculation of the RES-E and total RES in gross final energy consumption ratios, energy losses corresponding to hydrogen production from RES, which is stored and later converted back into electricity are excluded from gross electricity consumption and gross final energy consumption.
(D) Power generation includes electricity produced using hydrogen that has been derived from RES for storage purposes; it includes therefore both all the direct production of electricity from RES, which is partly used for transformation into hydrogen for storage purposes, and the indirect production of RES based electricity from that hydrogen; total electricity generation and fuel share numbers are therefore different from those shown in other sheets following a different concept.
Disclaimer: Energy and transport statistics reported in this publication and used for the modelling are mainly based on EUROSTAT and on the publications “EU Energy in Figures” of the Directorate General for Energy and “EU Transport in Figures” of the Directorate General for Mobility and Transport. Energy and transport statistical concepts have developed differently in the past according to their individual purposes. Energy demand in transport reflects usually sales of fuels at the point of refuelling, which can differ from the region of consumption. These differences should be borne in mind when comparing energy and transport figures. This applies in particular to transport activity ratios, such as energy efficiency in freight or passenger transport, which are measured in tonnes of oil equivalent per million tonne-km and in tonnes of oil equivalent per million passenger-km, respectively. For modelling purposes, some assumptions had to be made for calculating air and maritime transport performance and allocating it by MS. The transport volumes (number of passengers and tonnes) and distance matrices have been used for this purpose. By assumption, 50% of the calculated transport performance is allocated to the origin country and 50% to the destination country. The same “50%-50%” principle allocation applies to the EFTA countries and the candidate countries. For the international extra-EU activity, where the corresponding partner is outside EU-28 and is not an EFTA or candidate country, 100% of transport performance is allocated to the declaring EU MS country. These assumptions are used only for modelling purposes and shall be considered as model estimates and not as official data.
Abbreviations
GIC: Gross Inland Consumption
CHP: combined heat and power
Geographical regions
EU27: EU15 Member States + NM12 Member States
EU15: EU15 Member States (Austria, Belgium, Denmark, Finland, France, Germany, Greece, Ireland, Italy, Luxembourg, The Netherlands, Portugal, Spain, Sweden, United Kingdom)
NM12: New Member States (Bulgaria, Cyprus, Czech Republic, Estonia, Hungary, Latvia, Lithuania, Malta, Poland, Romania, Slovakia, Slovenia)
Units
toe: tonne of oil equivalent, or 107 kilocalories, or 41.86 GJ (Gigajoule)
Mtoe: million toe
GW: Gigawatt or 109 watt
kWh: kilowatt-hour or 103 watt-hour
MWh: megawatt-hour or 106 watt-hour
TWh: Terawatt-hour or 1012 watt-hour
t: metric tonnes, or 1000 kilogrammes
Mt: Million metric tonnes
km: kilometre
pkm: passenger-kilometre (one passenger transported a distance of one kilometre)
tkm: tonne-kilometre (one tonne transported a distance of one kilometre)
Gpkm: Giga passenger-kilometre, or 109 passenger-kilometre
Gtkm: Giga tonne-kilometre, or 109 tonne-kilometre