## Cover
Netherlands:Reference scenario(REF2015f)
Detailed Analytical Results
Primes Ver. 4 Energy Model
E3M Lab
National Technical University of Athens
2016-07-14

## aggregate
Basic Results | [11 empty] | % change per annum
Netherlands:Reference scenario(REF2015f) | 2000 | 2005 | 2010 | 2015 | 2020 | 2025 | 2030 | 2035 | 2040 | 2045 | 2050 | 2000-2010 | 2010-2030 | 2030-2050
Total Primary Energy (Mtoe) | 75.5721 | 81.4691 | 86.6117 | 83.7595 | 83.3871 | 82.1731 | 79.3753 | 76.6352 | 75.9621 | 75.7474 | 74.9286 | 1.3728 | -0.43529 | -0.28784
GDP (in 000 M€13) | 536.8921 | 573.2731 | 613.3119 | 620.3349 | 667.8136 | 705.7475 | 738.2753 | 782.183 | 836.3501 | 897.8758 | 966.1905 | 1.3397 | 0.93153 | 1.3543
CO2 Emissions (Mt of CO2) | 168.4682 | 175.7312 | 175.047 | 171.2908 | 155.675 | 151.2114 | 136.5401 | 128.7235 | 123.1963 | 117.7987 | 111.7369 | 0.38381 | -1.2345 | -0.99735
Energy Intensity (toe/M€13) | 140.7585 | 142.1122 | 141.2197 | 135.0231 | 124.8659 | 116.4341 | 107.5144 | 97.9761 | 90.8258 | 84.3629 | 77.5506 | 0.032718 | -1.3542 | -1.6202
Carbon Intensity of GDP (t of CO2/M€13) | 313.7841 | 306.5401 | 285.4128 | 276.1264 | 233.1114 | 214.2572 | 184.9446 | 164.5695 | 147.3023 | 131.1971 | 115.6468 | -0.94321 | -2.146 | -2.3202
Carbon/Energy (t of CO2/toe of GIC) | 2.2292 | 2.157 | 2.0211 | 2.045 | 1.8669 | 1.8402 | 1.7202 | 1.6797 | 1.6218 | 1.5552 | 1.4912 | -0.97561 | -0.8027 | -0.71156
Indicators (1995 = 100) | [11 empty] | % change per annum
Netherlands:Reference scenario(REF2015f) | 2000 | 2005 | 2010 | 2015 | 2020 | 2025 | 2030 | 2035 | 2040 | 2045 | 2050 | 2000-2010 | 2010-2030 | 2030-2050
Total Primary Energy | 103.9971 | 112.1122 | 119.189 | 115.2641 | 114.7516 | 113.0809 | 109.2308 | 105.4601 | 104.5338 | 104.2384 | 103.1116 | 1.3728 | -0.43529 | -0.28784
GDP | 121.934 | 130.1966 | 139.2898 | 140.8848 | 151.6678 | 160.283 | 167.6704 | 177.6423 | 189.9442 | 203.9174 | 219.4324 | 1.3397 | 0.93153 | 1.3543
CO2 Emissions (1990=100) | 108.8476 | 113.5403 | 113.0982 | 110.6713 | 100.5819 | 97.698 | 88.2188 | 83.1685 | 79.5973 | 76.11 | 72.1934 | 0.38381 | -1.2345 | -0.99735
Energy Intensity | 85.2896 | 86.1099 | 85.5691 | 81.8144 | 75.6599 | 70.5508 | 65.1461 | 59.3666 | 55.034 | 51.1179 | 46.9901 | 0.032718 | -1.3542 | -1.6202
Carbon/Energy | 95.9792 | 92.8703 | 87.0159 | 88.0482 | 80.3786 | 79.2275 | 74.062 | 72.3186 | 69.8266 | 66.9566 | 64.2051 | -0.97561 | -0.8027 | -0.71156
Energy Intensity Indicators (2000 = 100) | [11 empty] | % change per annum
Netherlands:Reference scenario(REF2015f) | 2000 | 2005 | 2010 | 2015 | 2020 | 2025 | 2030 | 2035 | 2040 | 2045 | 2050 | 2000-2010 | 2010-2030 | 2030-2050
Industry | 100 | 96.2437 | 74.8887 | 74.8574 | 73.9538 | 63.3327 | 55.6684 | 48.1883 | 45.6155 | 43.7821 | 41.9412 | -2.8503 | -1.472 | -1.4057
Residential | 100 | 94.1275 | 105.9315 | 98.4675 | 86.785 | 81.2576 | 75.2755 | 69.6039 | 64.0633 | 59.469 | 55.056 | 0.57789 | -1.6937 | -1.5519
Tertiary | 100 | 96.4738 | 100.7686 | 94.014 | 84.5743 | 75.552 | 68.5177 | 61.8646 | 57.3313 | 53.0262 | 49.2735 | 0.076599 | -1.9102 | -1.635
Transport | 100 | 99.5512 | 91.7493 | 89.6973 | 80.0322 | 73.0886 | 68.0398 | 63.8154 | 60.2876 | 56.593 | 53.0268 | -0.85741 | -1.4837 | -1.2387
Total Primary Energy (Mtoe) | [11 empty] | % change per annum
Netherlands:Reference scenario(REF2015f) | 2000 | 2005 | 2010 | 2015 | 2020 | 2025 | 2030 | 2035 | 2040 | 2045 | 2050 | 2000-2010 | 2010-2030 | 2030-2050
Solids | 7.8521 | 8.1952 | 7.5958 | 9.2743 | 7.9082 | 7.8973 | 6.2543 | 5.1094 | 4.1327 | 2.282 | 1.0848 | -0.33131 | -0.96691 | -8.3866
Oil | 28.2446 | 32.464 | 34.649 | 34.8923 | 34.3773 | 33.9353 | 33.2512 | 32.8086 | 32.5573 | 32.3078 | 31.6916 | 2.0647 | -0.20567 | -0.23992
Natural gas | 35.009 | 35.3341 | 39.3086 | 33.8589 | 30.8865 | 30.5951 | 29.1223 | 28.7477 | 28.7496 | 30.144 | 29.8625 | 1.1651 | -1.4885 | 0.12558
Nuclear | 1.0127 | 1.031 | 1.0238 | 0.95566 | 0.95581 | 0.98986 | 0.98986 | 0 | 0 | 0 | 0 | 0.10907 | -0.16844 | -100
Electricity | 1.6264 | 1.573 | 0.2387 | 0.87202 | 0.076667 | -0.64609 | -0.5674 | -0.75337 | -0.72491 | -0.65313 | -0.6337 | -17.4604 | 0 | 0.55408
Renewables | 1.8273 | 2.8718 | 3.7958 | 3.9064 | 9.1827 | 9.4016 | 10.325 | 10.723 | 11.2474 | 11.6668 | 12.9234 | 7.5844 | 5.1306 | 1.1287
Total Primary Energy | 75.5721 | 81.4691 | 86.6117 | 83.7595 | 83.3871 | 82.1731 | 79.3753 | 76.6352 | 75.9621 | 75.7474 | 74.9286 | 1.3728 | -0.43529 | -0.28784
Total Primary Energy in % | [11 empty] | % difference
Netherlands:Reference scenario(REF2015f) | 2000 | 2005 | 2010 | 2015 | 2020 | 2025 | 2030 | 2035 | 2040 | 2045 | 2050 | 2000-2010 | 2010-2030 | 2030-2050
Solids | 10.3902 | 10.0593 | 8.7699 | 11.0725 | 9.4837 | 9.6106 | 7.8794 | 6.6671 | 5.4404 | 3.0126 | 1.4478 | -1.6203 | -0.89052 | -6.4316
Oil | 37.3744 | 39.8482 | 40.005 | 41.6577 | 41.2262 | 41.2974 | 41.8912 | 42.8113 | 42.86 | 42.652 | 42.2957 | 2.6306 | 1.8862 | 0.40452
Natural gas | 46.3253 | 43.3712 | 45.3849 | 40.4239 | 37.0398 | 37.2325 | 36.6893 | 37.5123 | 37.8473 | 39.7955 | 39.8546 | -0.94044 | -8.6955 | 3.1652
Nuclear | 1.34 | 1.2655 | 1.1821 | 1.141 | 1.1462 | 1.2046 | 1.2471 | 0 | 0 | 0 | 0 | -0.15799 | 0.065001 | -1.2471
Electricity | 2.1521 | 1.9308 | 0.2756 | 1.0411 | 0.091941 | -0.78626 | -0.71484 | -0.98306 | -0.95431 | -0.86225 | -0.84574 | -1.8765 | -0.99043 | -0.13091
Renewables | 2.418 | 3.525 | 4.3825 | 4.6638 | 11.0121 | 11.4412 | 13.0078 | 13.9923 | 14.8066 | 15.4022 | 17.2477 | 1.9646 | 8.6253 | 4.2398
Primary Energy Supply (Mtoe) | [11 empty] | % change per annum
Netherlands:Reference scenario(REF2015f) | 2000 | 2005 | 2010 | 2015 | 2020 | 2025 | 2030 | 2035 | 2040 | 2045 | 2050 | 2000-2010 | 2010-2030 | 2030-2050
Production Oil&Gas | 54.6083 | 58.6036 | 65.5188 | 45.5066 | 42.024 | 34.8325 | 26.8623 | 16.14 | 15.5811 | 16.1314 | 15.7539 | 1.8382 | -4.3602 | -2.6329
Production Solids | 0.0075 | 0.0082 | 0.0061 | 0 | 0 | 0 | 0 | 0 | 0 | 0 | 0 | -2.0449 | -100 | 0
Production RES | 1.9262 | 2.5771 | 3.6705 | 5.0092 | 9.9414 | 10.3627 | 11.4057 | 11.8785 | 12.4944 | 13.0704 | 14.4734 | 6.6602 | 5.8327 | 1.1981
Production Nuclear | 1.0127 | 1.031 | 1.0238 | 0.95566 | 0.95581 | 0.98986 | 0.98986 | 0 | 0 | 0 | 0 | 0.10907 | -0.16844 | -100
Net Imports Oil&Gas | 24.2341 | 26.8954 | 20.9562 | 38.6341 | 38.6174 | 45.7648 | 52.6704 | 63.3319 | 64.6925 | 66.4416 | 67.1196 | -1.4428 | 4.7159 | 1.2195
Net Imports Solids | 7.9976 | 8.3124 | 9.2284 | 9.2743 | 7.9082 | 7.8973 | 6.2543 | 5.1094 | 4.1327 | 2.282 | 1.0848 | 1.4417 | -1.9263 | -8.3866
Net Imports Electricity | 1.6264 | 1.573 | 0.2387 | 0.87202 | 0.076667 | -0.64609 | -0.5674 | -0.75337 | -0.72491 | -0.65313 | -0.6337 | -17.4604 | 0 | 0.55408
Net Imports RES | -0.0989 | 0.2947 | 0.1253 | -1.1028 | -0.75872 | -0.96116 | -1.0807 | -1.1555 | -1.247 | -1.4036 | -1.55 | 0 | 0 | 1.8193
Primary Energy Supply | 91.3139 | 99.2954 | 100.7678 | 99.149 | 98.7647 | 98.24 | 96.5344 | 94.5509 | 94.9287 | 95.8686 | 96.248 | 0.99003 | -0.21437 | -0.014856
Primary Energy Production | 57.5547 | 62.2199 | 70.2192 | 51.4715 | 52.9212 | 46.1851 | 39.2579 | 28.0185 | 28.0754 | 29.2018 | 30.2272 | 2.0088 | -2.8655 | -1.2985
Primary Energy Supply in % | [11 empty] | % difference
Netherlands:Reference scenario(REF2015f) | 2000 | 2005 | 2010 | 2015 | 2020 | 2025 | 2030 | 2035 | 2040 | 2045 | 2050 | 2000-2010 | 2010-2030 | 2030-2050
Production Oil&Gas | 59.8028 | 59.0195 | 65.0196 | 45.8971 | 42.5496 | 35.4565 | 27.8266 | 17.0702 | 16.4134 | 16.8266 | 16.368 | 5.2167 | -37.1929 | -11.4587
Production Solids | 0.0082134 | 0.0082582 | 0.0060535 | 0 | 0 | 0 | 0 | 0 | 0 | 0 | 0 | -0.0021599 | -0.0060535 | 0
Production RES | 2.1094 | 2.5954 | 3.6425 | 5.0522 | 10.0658 | 10.5484 | 11.8152 | 12.5631 | 13.1618 | 13.6336 | 15.0376 | 1.5331 | 8.1727 | 3.2224
Production Nuclear | 1.109 | 1.0383 | 1.016 | 0.96386 | 0.96776 | 1.0076 | 1.0254 | 0 | 0 | 0 | 0 | -0.093032 | 0.0093927 | -1.0254
Net Imports Oil&Gas | 26.5393 | 27.0862 | 20.7965 | 38.9657 | 39.1004 | 46.5847 | 54.5612 | 66.9818 | 68.1485 | 69.3048 | 69.7361 | -5.7428 | 33.7647 | 15.1749
Net Imports Solids | 8.7584 | 8.3714 | 9.1581 | 9.3539 | 8.0071 | 8.0388 | 6.4788 | 5.4038 | 4.3535 | 2.3803 | 1.1271 | 0.39972 | -2.6792 | -5.3517
Net Imports Electricity | 1.7811 | 1.5842 | 0.23688 | 0.87951 | 0.077625 | -0.65767 | -0.58777 | -0.79679 | -0.76364 | -0.68128 | -0.65841 | -1.5442 | -0.82465 | -0.070633
Net Imports RES | -0.10831 | 0.29679 | 0.12435 | -1.1123 | -0.76821 | -0.97838 | -1.1195 | -1.2221 | -1.3136 | -1.4641 | -1.6104 | 0.23265 | -1.2439 | -0.49085
Total Import Dependence | 37.998 | 37.7274 | 30.4373 | 48.0868 | 46.4169 | 52.9875 | 59.3328 | 70.3667 | 70.4248 | 69.5398 | 68.5944 | -7.5608 | 28.8955 | 9.2616
Oil and gas import share in primary supply | 26.5393 | 27.0862 | 20.7965 | 38.9657 | 39.1004 | 46.5847 | 54.5612 | 66.9818 | 68.1485 | 69.3048 | 69.7361 | -5.7428 | 33.7647 | 15.1749
Total Final Energy by Sector (Mtoe) | [11 empty] | % change per annum
Netherlands:Reference scenario(REF2015f) | 2000 | 2005 | 2010 | 2015 | 2020 | 2025 | 2030 | 2035 | 2040 | 2045 | 2050 | 2000-2010 | 2010-2030 | 2030-2050
Heavy Industry | 10.2769 | 10.5324 | 8.2241 | 8.7338 | 9.3558 | 8.4997 | 7.7674 | 6.9338 | 6.9262 | 6.9458 | 6.9894 | -2.2037 | -0.28524 | -0.52634
Other Industries | 4.5272 | 4.2814 | 3.9842 | 4.0817 | 4.2942 | 3.8473 | 3.5536 | 3.332 | 3.3148 | 3.4594 | 3.6415 | -1.2695 | -0.57027 | 0.12226
Residential | 10.2991 | 10.143 | 11.5184 | 10.8921 | 10.4941 | 10.5659 | 10.4156 | 10.3765 | 10.3819 | 10.5159 | 10.6451 | 1.1252 | -0.50193 | 0.10902
Tertiary | 11.1043 | 11.4994 | 13.1239 | 12.3295 | 11.9799 | 11.369 | 10.8399 | 10.4387 | 10.4097 | 10.402 | 10.4517 | 1.6851 | -0.95143 | -0.18221
Transport | 14.2972 | 15.1975 | 14.9847 | 14.8173 | 14.2326 | 13.7361 | 13.3766 | 13.2922 | 13.427 | 13.5314 | 13.6434 | 0.47076 | -0.56601 | 0.098788
Total Final Energy | 50.5047 | 51.6537 | 51.8353 | 50.8544 | 50.3567 | 48.018 | 45.9532 | 44.3731 | 44.4597 | 44.8545 | 45.371 | 0.26039 | -0.60043 | -0.063726
Total Final Energy by Sector in % | [11 empty] | % difference
Netherlands:Reference scenario(REF2015f) | 2000 | 2005 | 2010 | 2015 | 2020 | 2025 | 2030 | 2035 | 2040 | 2045 | 2050 | 2000-2010 | 2010-2030 | 2030-2050
Heavy Industry | 20.3484 | 20.3904 | 15.8658 | 17.1742 | 18.5791 | 17.7011 | 16.9029 | 15.6261 | 15.5786 | 15.4852 | 15.405 | -4.4826 | 1.0371 | -1.498
Other Industries | 8.9639 | 8.2887 | 7.6863 | 8.0262 | 8.5276 | 8.0121 | 7.733 | 7.509 | 7.4557 | 7.7125 | 8.026 | -1.2777 | 0.046781 | 0.29297
Residential | 20.3924 | 19.6365 | 22.2212 | 21.4182 | 20.8396 | 22.0041 | 22.6657 | 23.3845 | 23.3513 | 23.4444 | 23.4623 | 1.8288 | 0.44458 | 0.79658
Tertiary | 21.9867 | 22.2625 | 25.3185 | 24.2447 | 23.7902 | 23.6766 | 23.5891 | 23.5248 | 23.4139 | 23.1905 | 23.036 | 3.3318 | -1.7294 | -0.55309
Transport | 28.3087 | 29.4219 | 28.9083 | 29.1367 | 28.2635 | 28.6061 | 29.1092 | 29.9556 | 30.2005 | 30.1673 | 30.0707 | 0.59964 | 0.2009 | 0.9615
Total Final Energy by Fuel (Mtoe) | [11 empty] | % change per annum
Netherlands:Reference scenario(REF2015f) | 2000 | 2005 | 2010 | 2015 | 2020 | 2025 | 2030 | 2035 | 2040 | 2045 | 2050 | 2000-2010 | 2010-2030 | 2030-2050
Solids | 1.3299 | 1.5151 | 1.2702 | 1.4016 | 1.5872 | 1.6037 | 1.133 | 0.73526 | 0.4496 | 0.333 | 0.28975 | -0.45824 | -0.57001 | -6.5908
Oil | 16.5046 | 17.3817 | 16.1128 | 15.7458 | 14.908 | 14.2482 | 13.6185 | 13.3007 | 13.1667 | 13.0647 | 13.0136 | -0.23996 | -0.83741 | -0.22691
Gas | 21.0108 | 20.3456 | 22.3782 | 21.4046 | 20.3712 | 17.9626 | 16.2785 | 15.0359 | 14.7354 | 14.677 | 14.6106 | 0.6325 | -1.5786 | -0.53904
Electricity | 8.4081 | 8.9861 | 9.1889 | 9.0342 | 9.5026 | 9.8336 | 10.0008 | 10.1957 | 10.5834 | 10.9625 | 11.422 | 0.89196 | 0.42425 | 0.66661
Steam Distrib.(A) | 2.8933 | 2.9808 | 2.1057 | 2.0378 | 2.1573 | 2.3095 | 2.4594 | 2.4027 | 2.4971 | 2.5317 | 2.5265 | -3.1275 | 0.77938 | 0.13458
Renewables | 0.358 | 0.4444 | 0.7795 | 1.2304 | 1.8304 | 2.0605 | 2.463 | 2.7029 | 3.0275 | 3.2856 | 3.5086 | 8.0919 | 5.9211 | 1.7849
Total Final Energy | 50.5047 | 51.6537 | 51.8353 | 50.8544 | 50.3567 | 48.018 | 45.9532 | 44.3731 | 44.4597 | 44.8545 | 45.371 | 0.26039 | -0.60043 | -0.063726
Total Final Energy by Fuel in % | [11 empty] | % difference
Netherlands:Reference scenario(REF2015f) | 2000 | 2005 | 2010 | 2015 | 2020 | 2025 | 2030 | 2035 | 2040 | 2045 | 2050 | 2000-2010 | 2010-2030 | 2030-2050
Solids | 2.6332 | 2.9332 | 2.4505 | 2.7561 | 3.1519 | 3.3397 | 2.4655 | 1.657 | 1.0113 | 0.7424 | 0.63861 | -0.18277 | 0.015044 | -1.8269
Oil | 32.6793 | 33.6504 | 31.0846 | 30.9626 | 29.6047 | 29.6727 | 29.6355 | 29.9746 | 29.615 | 29.1268 | 28.6826 | -1.5947 | -1.4491 | -0.95294
Gas | 41.6017 | 39.3885 | 43.1717 | 42.0901 | 40.4539 | 37.408 | 35.4241 | 33.8852 | 33.1434 | 32.7215 | 32.2025 | 1.5701 | -7.7476 | -3.2216
Electricity | 16.6482 | 17.3968 | 17.7271 | 17.7648 | 18.8706 | 20.479 | 21.763 | 22.9772 | 23.8044 | 24.4401 | 25.1748 | 1.079 | 4.0359 | 3.4117
Steam Distrib.(A) | 5.7288 | 5.7707 | 4.0623 | 4.007 | 4.284 | 4.8096 | 5.352 | 5.4148 | 5.6165 | 5.6443 | 5.5684 | -1.6665 | 1.2897 | 0.21646
Renewables | 0.70884 | 0.86034 | 1.5038 | 2.4195 | 3.6349 | 4.2911 | 5.3598 | 6.0913 | 6.8094 | 7.325 | 7.7331 | 0.79496 | 3.856 | 2.3733
Energy related CO2 Emissions (Mt) | [11 empty] | % change per annum
Netherlands:Reference scenario(REF2015f) | 2000 | 2005 | 2010 | 2015 | 2020 | 2025 | 2030 | 2035 | 2040 | 2045 | 2050 | 2000-2010 | 2010-2030 | 2030-2050
Power and Distr. Steam | 51.922 | 55.4793 | 57.6656 | 54.3078 | 43.0125 | 48.4027 | 42.9991 | 42.1736 | 39.6901 | 35.8734 | 30.5711 | 1.0547 | -1.4567 | -1.6912
Energy Branch | 11.0937 | 12.3401 | 8.8109 | 10.3697 | 9.9219 | 8.8413 | 7.9295 | 7.0223 | 6.5718 | 6.4229 | 6.2012 | -2.2776 | -0.5256 | -1.2217
Industry | 26.6291 | 26.4764 | 22.8806 | 26.5578 | 28.0263 | 22.8354 | 17.9336 | 13.5064 | 11.57 | 10.7273 | 10.6663 | -1.5057 | -1.2107 | -2.5645
Residential | 18.9058 | 17.9055 | 20.6336 | 19.0645 | 17.4389 | 17.0779 | 16.3901 | 16.0516 | 15.6953 | 15.5365 | 15.3598 | 0.87833 | -1.1446 | -0.32409
Tertiary | 17.5001 | 18.2598 | 21.1108 | 18.6574 | 16.6123 | 15.0245 | 13.5892 | 12.7841 | 12.4587 | 12.1277 | 11.8443 | 1.8935 | -2.1785 | -0.68478
Transport | 42.4174 | 45.27 | 43.9456 | 42.3336 | 40.6631 | 39.0296 | 37.6985 | 37.1855 | 37.2105 | 37.1109 | 37.0941 | 0.35456 | -0.76373 | -0.080786
Total energy related CO2 Emissions | 168.4682 | 175.7312 | 175.047 | 171.2908 | 155.675 | 151.2114 | 136.5401 | 128.7235 | 123.1963 | 117.7987 | 111.7369 | 0.38381 | -1.2345 | -0.99735
ETS excluding aviation | 0 | 85.2934 | 80.7321 | 81.5954 | 71.221 | 72.3249 | 62.4025 | 57.4865 | 53.2455 | 48.2323 | 42.4262 | 0 | -1.2794 | -1.9107
Aviation | 0 | 11.1594 | 10.4097 | 11.4871 | 11.5199 | 11.4021 | 10.8609 | 10.7332 | 11.0826 | 11.4336 | 11.9319 | 0 | 0.21236 | 0.47136
non - ETS | 0 | 79.2783 | 83.9052 | 78.2084 | 72.9341 | 67.4845 | 63.2767 | 60.5037 | 58.8681 | 58.1328 | 57.3788 | 0 | -1.4009 | -0.48802
Energy related CO2 Emissions in % | [11 empty] | % difference
Netherlands:Reference scenario(REF2015f) | 2000 | 2005 | 2010 | 2015 | 2020 | 2025 | 2030 | 2035 | 2040 | 2045 | 2050 | 2000-2010 | 2010-2030 | 2030-2050
Power and Distr. Steam | 30.8201 | 31.5706 | 32.9429 | 31.705 | 27.6297 | 32.01 | 31.492 | 32.7629 | 32.217 | 30.4531 | 27.3599 | 2.1228 | -1.4509 | -4.132
Energy Branch | 6.585 | 7.0221 | 5.0334 | 6.0539 | 6.3735 | 5.8469 | 5.8075 | 5.4554 | 5.3344 | 5.4524 | 5.5498 | -1.5516 | 0.77402 | -0.25763
Industry | 15.8066 | 15.0664 | 13.0711 | 15.5045 | 18.0031 | 15.1017 | 13.1343 | 10.4925 | 9.3915 | 9.1065 | 9.546 | -2.7355 | 0.063219 | -3.5884
Residential | 11.2222 | 10.1892 | 11.7874 | 11.1299 | 11.2021 | 11.2941 | 12.0039 | 12.4699 | 12.74 | 13.189 | 13.7464 | 0.56525 | 0.21645 | 1.7425
Tertiary | 10.3878 | 10.3908 | 12.0601 | 10.8922 | 10.6711 | 9.9361 | 9.9525 | 9.9314 | 10.1129 | 10.2953 | 10.6002 | 1.6723 | -2.1076 | 0.64766
Transport | 25.1783 | 25.761 | 25.105 | 24.7144 | 26.1205 | 25.8113 | 27.6099 | 28.8879 | 30.2042 | 31.5037 | 33.1977 | -0.073275 | 2.5048 | 5.5878
ETS excluding aviation | 0 | 48.5363 | 46.1202 | 47.6356 | 45.7498 | 47.8303 | 45.7027 | 44.6589 | 43.2201 | 40.9447 | 37.9697 | 46.1202 | -0.41754 | -7.733
Aviation | 0 | 6.3503 | 5.9468 | 6.7062 | 7.4 | 7.5405 | 7.9543 | 8.3382 | 8.9959 | 9.706 | 10.6786 | 5.9468 | 2.0075 | 2.7242
non - ETS | 0 | 45.1134 | 47.933 | 45.6582 | 46.8503 | 44.6292 | 46.343 | 47.0029 | 47.784 | 49.3493 | 51.3517 | 47.933 | -1.59 | 5.0087
Power Generation (TWh net) | [11 empty] | % change per annum
Netherlands:Reference scenario(REF2015f) | 2000 | 2005 | 2010 | 2015 | 2020 | 2025 | 2030 | 2035 | 2040 | 2045 | 2050 | 2000-2010 | 2010-2030 | 2030-2050
From Solids | 23.0572 | 22.2644 | 21.5834 | 27.6724 | 22.1579 | 22.3552 | 18.9776 | 16.9106 | 14.6641 | 6.8519 | 1.5667 | -0.65837 | -0.64127 | -11.7252
From Oil | 2.5424 | 2.194 | 1.2223 | 0.75173 | 0 | 0.056801 | 0.056945 | 0.47346 | 0.42181 | 0.21092 | 0.10636 | -7.062 | -14.2145 | 3.1731
From Gas | 52.672 | 59.4226 | 75.4275 | 54.9404 | 45.0028 | 56.9064 | 60.0233 | 68.9843 | 75.4636 | 86.1017 | 85.6729 | 3.6561 | -1.1357 | 1.7949
From Nuclear | 3.697 | 3.769 | 3.752 | 3.7041 | 3.7047 | 3.8367 | 3.8367 | 0 | 0 | 0 | 0 | 0.14778 | 0.11162 | -100
From RES | 4.0604 | 8.5211 | 12.3598 | 16.4204 | 47.5424 | 47.6475 | 49.1243 | 50.1503 | 51.1038 | 52.9773 | 65.1031 | 11.7749 | 7.1431 | 1.418
Total Power Generation | 86.029 | 96.171 | 114.345 | 103.4891 | 118.4077 | 130.8025 | 132.0188 | 136.5186 | 141.6533 | 146.1418 | 152.449 | 2.8862 | 0.72121 | 0.72202
Net Power Generation in % | [11 empty] | % difference
Netherlands:Reference scenario(REF2015f) | 2000 | 2005 | 2010 | 2015 | 2020 | 2025 | 2030 | 2035 | 2040 | 2045 | 2050 | 2000-2010 | 2010-2030 | 2030-2050
From Solids | 26.8017 | 23.1508 | 18.8757 | 26.7395 | 18.7132 | 17.0908 | 14.3749 | 12.387 | 10.3521 | 4.6885 | 1.0277 | -7.926 | -4.5008 | -13.3472
From Oil | 2.9552 | 2.2813 | 1.0689 | 0.72639 | 0 | 0.043425 | 0.043134 | 0.34681 | 0.29778 | 0.14433 | 0.069768 | -1.8863 | -1.0258 | 0.026634
From Gas | 61.2259 | 61.7885 | 65.9648 | 53.0881 | 38.0066 | 43.5056 | 45.4657 | 50.5311 | 53.2734 | 58.9165 | 56.1978 | 4.739 | -20.4991 | 10.732
From Nuclear | 4.2974 | 3.9191 | 3.2813 | 3.5792 | 3.1287 | 2.9332 | 2.9061 | 0 | 0 | 0 | 0 | -1.0161 | -0.37516 | -2.9061
From RES | 4.7198 | 8.8603 | 10.8092 | 15.8668 | 40.1514 | 36.427 | 37.2101 | 36.7351 | 36.0766 | 36.2506 | 42.7048 | 6.0894 | 26.4009 | 5.4947
Power Capacity (GW net) | [11 empty] | % change per annum
Netherlands:Reference scenario(REF2015f) | 2000 | 2005 | 2010 | 2015 | 2020 | 2025 | 2030 | 2035 | 2040 | 2045 | 2050 | 2000-2010 | 2010-2030 | 2030-2050
Solids | 4.3939 | 4.3939 | 4.3939 | 6.9754 | 5.3884 | 5.0542 | 4.4286 | 4.0367 | 3.4847 | 3.4851 | 3.4963 | 0 | 0.039339 | -1.1749
Oil | 0.49038 | 0.21769 | 0.21769 | 0.2041 | 0.077 | 0.076979 | 0.065763 | 0.059607 | 0.060858 | 0.044004 | 0.057745 | -7.8002 | -5.8094 | -0.64794
Gas | 14.6674 | 14.5291 | 16.5753 | 17.3563 | 14.4064 | 13.6138 | 12.2887 | 13.414 | 15.0054 | 16.1035 | 17.7883 | 1.2304 | -1.485 | 1.8665
Nuclear | 0.485 | 0.485 | 0.485 | 0.485 | 0.485 | 0.485 | 0.485 | 0 | 0 | 0 | 0 | 0 | 0 | -100
RES | 1.011 | 2.1017 | 3.3997 | 5.8447 | 17.9723 | 17.9757 | 18.0271 | 18.0532 | 18.2223 | 18.731 | 21.3583 | 12.8933 | 8.6988 | 0.85141
Total Power Generation excl.generation for RES storage | 21.0477 | 21.7275 | 25.0716 | 30.8655 | 38.3292 | 37.2057 | 35.2952 | 35.5636 | 36.7733 | 38.3637 | 42.7007 | 1.7649 | 1.7248 | 0.95688
Net Power Capacity in % | [11 empty] | % difference
Netherlands:Reference scenario(REF2015f) | 2000 | 2005 | 2010 | 2015 | 2020 | 2025 | 2030 | 2035 | 2040 | 2045 | 2050 | 2000-2010 | 2010-2030 | 2030-2050
Solids | 20.8761 | 20.2229 | 17.5256 | 22.5995 | 14.0583 | 13.5846 | 12.5474 | 11.3507 | 9.4762 | 9.0844 | 8.188 | -3.3506 | -4.9781 | -4.3594
Oil | 2.3298 | 1.0019 | 0.86825 | 0.66126 | 0.20089 | 0.2069 | 0.18632 | 0.16761 | 0.16549 | 0.1147 | 0.13523 | -1.4616 | -0.68193 | -0.051089
Gas | 69.6863 | 66.8698 | 66.112 | 56.232 | 37.5859 | 36.5906 | 34.8169 | 37.7185 | 40.8051 | 41.976 | 41.6581 | -3.5744 | -31.2951 | 6.8413
Nuclear | 2.3043 | 2.2322 | 1.9345 | 1.5713 | 1.2654 | 1.3036 | 1.3741 | 0 | 0 | 0 | 0 | -0.36983 | -0.56033 | -1.3741
RES | 4.8034 | 9.6732 | 13.5598 | 18.936 | 46.8895 | 48.3143 | 51.0753 | 50.7631 | 49.5532 | 48.8249 | 50.0186 | 8.7563 | 37.5155 | -1.0567
Net Power Capacity Investment (GW net) | [11 empty] | Total in GW
Netherlands:Reference scenario(REF2015f) |  | 00-05 | 05-10 | 10-15 | 15-20 | 20-25 | 25-30 | 30-35 | 35-40 | 40-45 | 45-50 | 2000-2010 | 2010-2030 | 2030-2050
Solids |  | 0 | 0 | 3.2347 | 0 | 0.25 | 0 | 0 | 0 | 0.00040611 | 0.011222 | 0 | 3.4847 | 0.011628
Oil |  | 0 | 0 | 0 | 0 | 3.1184e-05 | 7.8822e-08 | 0 | 0.0031224 | 0.04085 | 0.013742 | 0 | 3.1263e-05 | 0.057714
Gas |  | 0.78124 | 2.7521 | 3.4221 | 0.012046 | 1.205 | 2.9019 | 2.421 | 4.4895 | 6.625 | 1.8068 | 3.5333 | 7.541 | 15.3423
Nuclear |  | 0 | 0 | 0.485 | 0 | 0 | 0 | 0 | 0 | 0 | 0 | 0 | 0.485 | 0
RES |  | 1.0907 | 1.2979 | 2.495 | 12.4016 | 0.15031 | 0.1095 | 0.93046 | 2.4643 | 7.0215 | 11.2642 | 2.3886 | 15.1565 | 21.6804
Total net power capacity investment |  | 1.872 | 4.05 | 9.6368 | 12.4137 | 1.6053 | 3.0114 | 3.3515 | 6.957 | 13.6877 | 13.0959 | 5.9219 | 26.6672 | 37.0921
Power Generation Indicators (%) | [11 empty] | % difference
Netherlands:Reference scenario(REF2015f) | 2000 | 2005 | 2010 | 2015 | 2020 | 2025 | 2030 | 2035 | 2040 | 2045 | 2050 | 2000-2010 | 2010-2030 | 2030-2050
Efficiency of thermal power generation | 41.5921 | 41.4278 | 44.5278 | 45.4051 | 43.6242 | 43.9562 | 44.8172 | 46.8609 | 49.0156 | 50.9814 | 51.877 | 2.9357 | 0.28943 | 7.0597
Load Factor | 46.6591 | 50.5278 | 52.0632 | 38.2752 | 35.2652 | 40.1331 | 42.6988 | 43.821 | 43.9734 | 43.486 | 40.7555 | 5.4041 | -9.3644 | -1.9433
CHP share | 37.6 | 29.4026 | 33.2 | 37.7767 | 16.9904 | 25.215 | 29.0585 | 31.6151 | 30.7914 | 31.0512 | 31.3282 | -4.4 | -4.1415 | 2.2697
Share of non-fossil fuels | 9.046 | 12.8409 | 14.1637 | 19.1922 | 42.824 | 38.9161 | 39.7549 | 36.4347 | 35.9153 | 36.1495 | 42.5908 | 5.1177 | 25.5912 | 2.836
Carbon intensity (t CO2 / MWh) | 0.33679 | 0.33771 | 0.34557 | 0.36794 | 0.27606 | 0.26695 | 0.23409 | 0.22244 | 0.20277 | 0.17786 | 0.14842 | 0.0087828 | -0.11149 | -0.085661
CO2 emissions captured (in Mt CO2) | 0 | 0 | 0 | 0 | 0 | 1.2771 | 1.4594 | 1.4594 | 1.4594 | 1.4594 | 1.4594 | 0 | 0 | 0
Economic Cost Indicators | [11 empty] | % change per annum
Netherlands:Reference scenario(REF2015f) | 2000 | 2005 | 2010 | 2015 | 2020 | 2025 | 2030 | 2035 | 2040 | 2045 | 2050 | 2000-2010 | 2010-2030 | 2030-2050
Total Cost of Energy in billion €'13 | 47.7847 | 60.8667 | 67.3398 | 65.3842 | 78.6007 | 84.6894 | 89.024 | 93.2301 | 98.0358 | 101.2751 | 104.9554 | 3.49 | 1.4056 | 0.82654
- excluding disutility costs | 47.7847 | 60.8667 | 67.3398 | 65.3842 | 78.6007 | 84.6894 | 89.024 | 93.2301 | 98.0358 | 101.2751 | 104.9554 | 3.49 | 1.4056 | 0.82654
- excluding auction payments | 47.7847 | 60.8667 | 67.3398 | 65.098 | 78.0129 | 83.5123 | 87.4929 | 91.5374 | 96.228 | 99.1302 | 102.7312 | 3.49 | 1.3176 | 0.80602
Total Cost of Energy as % of GDP | 8.9002 | 10.6174 | 10.9797 | 10.5402 | 11.7698 | 12 | 12.0584 | 11.9192 | 11.7219 | 11.2794 | 10.8628 | 2.0795 | 1.0787 | -1.1956
- excluding disutility costs | 8.9002 | 10.6174 | 10.9797 | 10.5402 | 11.7698 | 12 | 12.0584 | 11.9192 | 11.7219 | 11.2794 | 10.8628 | 2.0795 | 1.0787 | -1.1956
- excluding auction payments | 8.9002 | 10.6174 | 10.9797 | 10.494 | 11.6818 | 11.8332 | 11.851 | 11.7028 | 11.5057 | 11.0405 | 10.6326 | 2.0795 | 0.87128 | -1.2184
Total Cost of Energy system per Unit of Final Consumption (€'13/Mwh) | 81.3683 | 101.3391 | 111.7236 | 110.5714 | 134.2355 | 151.6783 | 166.6058 | 180.6902 | 189.6343 | 194.1758 | 198.9412 | 3.2212 | 2.0181 | 0.89084
Average Price of Electricity in Final demand sectors (€'13/MWh) | 118.4315 | 130.466 | 129.3786 | 120.1095 | 137.3867 | 143.6391 | 153.1353 | 160.9074 | 163.8023 | 160.8586 | 159.9607 | 0.888 | 0.84646 | 0.21827
Energy Related Expenses in Residential (€'13/household) | 1720.081 | 2665.2014 | 2595.3952 | 2585.874 | 2888.2476 | 3065.9808 | 3184.3809 | 3281.986 | 3323.2385 | 3331.7556 | 3336.7232 | 4.1995 | 1.0278 | 0.23393
Energy Related Expenses in Tertiary (€'13/000€'13 of Value Added) | 26.4358 | 29.9704 | 33.9494 | 32.3343 | 34.6968 | 33.0935 | 32.8234 | 32.1251 | 31.6112 | 29.6554 | 28.3063 | 2.5331 | -0.16851 | -0.73756
Energy Related Expenses in Industry (€'13/000€'13 of Value Added) | 175.4971 | 201.9671 | 212.2987 | 194.6732 | 251.5161 | 270.788 | 279.1624 | 278.7789 | 280.3135 | 276.9177 | 272.8747 | 1.922 | 1.3784 | -0.11384
Fuel Purchase costs in Transport (€'13/100tkm) | 15.1884 | 16.549 | 16.6876 | 14.8803 | 15.1777 | 14.2736 | 13.9811 | 13.8427 | 13.7662 | 13.5886 | 13.4671 | 0.94578 | -0.88089 | -0.1871
Average Cost of Gross Electricity Generation (€'13/MWh) | 50.1681 | 57.555 | 65.4111 | 72.5968 | 84.0048 | 89.434 | 95.6159 | 98.6703 | 93.3513 | 95.8326 | 95.0078 | 2.6886 | 1.9164 | -0.031899
Netherlands:Reference scenario(REF2015f) |  | 00-05 | 05-10 | 10-15 | 15-20 | 20-25 | 25-30 | 30-35 | 35-40 | 40-45 | 45-50 | 2000-2010 | 2010-2030 | 2030-2050
Power Generation Investment (billion €'13) |  | 2.3151 | 5.721 | 11.8768 | 14.3194 | 1.9891 | 1.3497 | 1.9794 | 3.3154 | 3.7208 | 7.1108 | 8.0362 | 29.5351 | 16.1265
Economic Cost Indicators (2000 = 100)
Netherlands:Reference scenario(REF2015f) | 2000 | 2005 | 2010 | 2015 | 2020 | 2025 | 2030 | 2035 | 2040 | 2045 | 2050
Energy Related Expenses in Residential | 100 | 154.9463 | 150.888 | 150.3344 | 167.9135 | 178.2463 | 185.1297 | 190.8042 | 193.2024 | 193.6976 | 193.9864
Energy Related Expenses in Tertiary | 100 | 113.3704 | 128.422 | 122.3124 | 131.249 | 125.1841 | 124.1624 | 121.521 | 119.5771 | 112.1788 | 107.0753
Energy Related Expenses in Industry | 100 | 115.0828 | 120.9699 | 110.9267 | 143.3164 | 154.2976 | 159.0695 | 158.851 | 159.7254 | 157.7904 | 155.4867
Fuel Purchase costs in Transport | 100 | 108.9577 | 109.8707 | 97.9713 | 99.9293 | 93.9765 | 92.0512 | 91.14 | 90.6362 | 89.467 | 88.6671
Policy variables
Netherlands:Reference scenario(REF2015f) | 2000 | 2005 | 2010 | 2015 | 2020 | 2025 | 2030 | 2035 | 2040 | 2045 | 2050
Carbon value (€'13/ t of CO2)
ETS sectors | 0 | 0 | 11.2 | 7.5 | 15 | 22.5 | 33.5 | 42 | 50 | 69 | 88
non-ETS sectors | 0 | 0 | 0 | 0 | 0 | 0 | 0 | 0 | 0 | 0 | 0
Average efficiency value (1) (€'10/toe) | 0 | 0 | 0 | 0 | 121.5964 | 27.6459 | 6.7231 | 2.8717 | 1.4371 | 0 | 0
Renewables value (€'13/MWh) | 0 | 0 | 0 | 0 | 94.7855 | 74.5599 | 38.1567 | 18.3209 | 18.7256 | 19.4793 | 18.4258
CO2 Emissions Index (1990=100) | 108.8476 | 113.5403 | 113.0982 | 110.6713 | 100.5819 | 97.698 | 88.2188 | 83.1685 | 79.5973 | 76.11 | 72.1934
RES in transport (%) (B) | 0.089131 | 0.19473 | 3.1239 | 9.2575 | 10.743 | 11.9474 | 13.3719 | 14.7162 | 15.925 | 17.9084 | 20.2412
RES in gross final energy demand (%) (B)(C) | 1.3262 | 2.3218 | 3.8821 | 5.1734 | 13.0368 | 14.1886 | 15.7874 | 16.9524 | 17.5801 | 18.6718 | 21.6027
Gross Electricity Generation in TWhe | 89.6151 | 100.2 | 118.1186 | 107.5869 | 122.5293 | 135.6342 | 136.7406 | 141.0312 | 145.8549 | 150.2882 | 156.2951
RES in gross electricity demand (%, normalized) (B)(C ) | 2.6233 | 6.2624 | 9.6824 | 12.8984 | 38.0913 | 36.8235 | 37.4654 | 37.6676 | 36.9864 | 36.98 | 43.6481
Total Cost of energy per sector in billion €'13 | [11 empty] | % change per annum
Netherlands:Reference scenario(REF2015f) | 2000 | 2005 | 2010 | 2015 | 2020 | 2025 | 2030 | 2035 | 2040 | 2045 | 2050 | 2000-2010 | 2010-2030 | 2030-2050
TOTAL | 47.7847 | 60.8667 | 67.3398 | 65.3842 | 78.6007 | 84.6894 | 89.024 | 93.2301 | 98.0358 | 101.2751 | 104.9554 | 3.49 | 1.4056 | 0.82654
ETS sectors | 21.2484 | 25.3236 | 26.9832 | 25.5064 | 33.9941 | 38.0535 | 41.4392 | 44.0096 | 46.9311 | 48.8501 | 51.3643 | 2.4181 | 2.1682 | 1.0794
Industry | 5.5208 | 6.7057 | 7.976 | 8.2859 | 12.5691 | 14.6702 | 16.2522 | 17.3136 | 18.5005 | 19.3015 | 20.2085 | 3.7476 | 3.6231 | 1.0953
Power generation | 13.8075 | 16.1451 | 16.1887 | 14.7268 | 17.7808 | 19.3236 | 20.7434 | 21.9185 | 23.1096 | 23.7399 | 24.7691 | 1.6038 | 1.2473 | 0.89079
Aviation | 1.9201 | 2.4728 | 2.8184 | 2.4936 | 3.6442 | 4.0597 | 4.4435 | 4.7775 | 5.321 | 5.8087 | 6.3867 | 3.9124 | 2.3024 | 1.8304
Non ETS sectors | 26.5363 | 35.5431 | 40.3567 | 39.8779 | 44.6065 | 46.636 | 47.5848 | 49.2205 | 51.1048 | 52.425 | 53.5911 | 4.2816 | 0.82719 | 0.59611
% change per annum
Netherlands:Reference scenario(REF2015f) | 2000 | 2005 | 2010 | 2015 | 2020 | 2025 | 2030 | 2035 | 2040 | 2045 | 2050 | 2000-2010 | 2010-2030 | 2030-2050
Direct efficiency investment costs in billion €'13 | 0 | 0 | 0 | 0.56814 | 1.0561 | 0.23322 | 0.059853 | 0.026907 | 0.013603 | 0 | 0 | 0 | 0 | -100
Industry | 0 | 0 | 0 | 0 | 0 | 0 | 0 | 0 | 0 | 0 | 0 | 0 | 0 | 0
Residential | 0 | 0 | 0 | 0.3245 | 0.60774 | 0.14084 | 0.036476 | 0.016654 | 0.0083936 | 0 | 0 | 0 | 0 | -100
heating and cooling
electric appliances
Tertiary | 0 | 0 | 0 | 0.24365 | 0.44839 | 0.092376 | 0.023377 | 0.010254 | 0.0052098 | 0 | 0 | 0 | 0 | -100
Transport | 0 | 0 | 0 | 0 | 0 | 0 | 0 | 0 | 0 | 0 | 0 | 0 | 0 | 0
[12 empty] | 0 | 0 | 0
International Fuel prices (in $'13 per boe) | [11 empty] | % change per annum
Netherlands:Reference scenario(REF2015f) | 2000 | 2005 | 2010 | 2015 | 2020 | 2025 | 2030 | 2035 | 2040 | 2045 | 2050 | 2000-2010 | 2010-2030 | 2030-2050
Oil | 37.1414 | 63.2608 | 83.8241 | 53.97 | 87.0107 | 102.1749 | 112.5572 | 117.4165 | 124.3251 | 127.1781 | 130.1177 | 8.4803 | 1.4846 | 0.72752
Gas (NCV) | 25.9549 | 42.3 | 52.9627 | 43.4526 | 55.9736 | 62.6462 | 68.1278 | 72.7613 | 75.2149 | 76.7567 | 77.9403 | 7.3928 | 1.2669 | 0.67506
Coal | 10.2576 | 17.8371 | 22.3983 | 12.8494 | 16.5941 | 20.5121 | 24.6171 | 26.0668 | 27.1698 | 28.1522 | 28.9367 | 8.1227 | 0.4734 | 0.81161
International Fuel prices (in €'13 per boe) | [11 empty] | % change per annum
Netherlands:Reference scenario(REF2015f) | 2000 | 2005 | 2010 | 2015 | 2020 | 2025 | 2030 | 2035 | 2040 | 2045 | 2050 | 2000-2010 | 2010-2030 | 2030-2050
Oil | 37.5506 | 48.6351 | 62.5794 | 48.1875 | 75.0093 | 85.1457 | 93.7977 | 97.8471 | 103.6042 | 105.9817 | 108.4314 | 5.2402 | 2.0441 | 0.72752
Gas (NCV) | 26.2408 | 32.5204 | 39.5396 | 38.797 | 48.2531 | 52.2052 | 56.7731 | 60.6344 | 62.6791 | 63.9639 | 64.9503 | 4.1851 | 1.8253 | 0.67506
Coal | 10.3706 | 13.7133 | 16.7216 | 11.4727 | 14.3053 | 17.0934 | 20.5143 | 21.7223 | 22.6415 | 23.4602 | 24.1139 | 4.8932 | 1.0273 | 0.81161
Total CO2 Emissions (Mt) | [11 empty] | % change per annum
Netherlands:Reference scenario(REF2015f) | 2000 | 2005 | 2010 | 2015 | 2020 | 2025 | 2030 | 2035 | 2040 | 2045 | 2050 | 2000-2010 | 2010-2030 | 2030-2050
Total CO2 Emissions (Mt) | 175.5494 | 184.5555 | 183.6386 | 179.8031 | 164.4943 | 160.1023 | 145.3756 | 137.5101 | 132.0051 | 126.5144 | 119.5009 | 0.45151 | -1.1614 | -0.9752
Energy related CO2 emissions | 168.4682 | 175.7312 | 175.047 | 171.2908 | 155.675 | 151.2114 | 136.5401 | 128.7235 | 123.1963 | 117.7987 | 111.7369 | 0.38381 | -1.2345 | -0.99735
Non-energy related CO2 emissions | 7.0812 | 8.8243 | 8.5916 | 8.5123 | 8.8194 | 8.8908 | 8.8355 | 8.7866 | 8.8088 | 8.7156 | 7.7641 | 1.9522 | 0.14007 | -0.64429
ETS excluding aviation | 0 | 86.6321 | 83.9239 | 83.0359 | 72.7328 | 73.88 | 63.991 | 59.0943 | 54.8779 | 49.8682 | 43.8352 | 0 | -1.3467 | -1.8737
Aviation | 0 | 11.1594 | 10.4097 | 11.4871 | 11.5199 | 11.4021 | 10.8609 | 10.7332 | 11.0826 | 11.4336 | 11.9319 | 0 | 0.21236 | 0.47136
non - ETS | 175.5494 | 86.764 | 89.305 | 85.2801 | 80.2416 | 74.8202 | 70.5238 | 67.6826 | 66.0446 | 65.2126 | 63.7338 | -6.5353 | -1.1736 | -0.50489
Unit cost of fuel purchasing by final consumers (€'13/toe)
Netherlands:Reference scenario(REF2015f) | 2000 | 2005 | 2010 | 2015 | 2020 | 2025 | 2030 | 2035 | 2040 | 2045 | 2050 | 2000-2010 | 2010-2030 | 2030-2050
All final consumers | 712.1059 | 828.0312 | 891.3955 | 836.779 | 970.7858 | 1040.5649 | 1107.83 | 1162.0593 | 1195.4341 | 1197.3056 | 1206.7165 | 2.271 | 1.0928 | 0.42841
Industry | 401.2225 | 461.7655 | 550.6096 | 476.9596 | 617.587 | 707.1267 | 762.325 | 800.591 | 828.797 | 849.6176 | 871.7817 | 3.2157 | 1.64 | 0.67309
Residential | 864.2079 | 1188.1544 | 1049.2701 | 1097.1031 | 1222.4176 | 1265.4965 | 1337.4346 | 1398.6115 | 1417.851 | 1398.9583 | 1381.685 | 1.9593 | 1.2207 | 0.16288
Tertiary | 711.2672 | 819.7774 | 894.3532 | 885.0387 | 1027.771 | 1103.0059 | 1186.4903 | 1264.0441 | 1321.1513 | 1294.5053 | 1289.8107 | 2.317 | 1.4233 | 0.41835
Transport | 1121.751 | 1222.8133 | 1315.5272 | 1238.7355 | 1427.3661 | 1471.4812 | 1542.8066 | 1582.9242 | 1617.5233 | 1622.2268 | 1628.5881 | 1.6062 | 0.80001 | 0.27092
(1) For the sectors : Households, Offices, Hospitals and Schools, Trading Sector, Agriculture and Fishery
998
999
1000

## Summary
Netherlands:Reference scenario(REF2015f) | [15 empty] | SUMMARY ENERGY BALANCE AND INDICATORS (A)
ktoe | 2000 | 2005 | 2010 | 2015 | 2020 | 2025 | 2030 | 2035 | 2040 | 2045 | 2050 | '00-'10 | '10-'20 | '20-'30 | '30-'40 | '40-'50
Annual % Change
Production (incl.recovery of products) | 57554.7 | 62219.9 | 70219.2 | 51471.4521 | 52921.2449 | 46185.0739 | 39257.865 | 28018.5164 | 28075.4081 | 29201.7696 | 30227.2497 | 2.0088 | -2.7886 | -2.9424 | -3.297 | 0.74123
Solids | 7.5 | 8.2 | 6.1 | 0 | 0 | 0 | 0 | 0 | 0 | 0 | 0 | -2.0449 | -100 | 0 | 0 | 0
Oil | 2405.5 | 2327.7 | 1984.7 | 1380.8902 | 1413.9392 | 961.1909 | 752.3406 | 646.9132 | 638.5874 | 615.6126 | 591.5055 | -1.9045 | -3.334 | -6.1145 | -1.6259 | -0.76295
Natural gas | 52202.8 | 56275.9 | 63534.1 | 44125.6622 | 40610.0854 | 33871.3005 | 26109.9488 | 15493.0706 | 14942.4647 | 15515.8007 | 15162.3549 | 1.9838 | -4.3769 | -4.3209 | -5.4282 | 0.14619
Nuclear | 1012.7 | 1031 | 1023.8 | 955.6555 | 955.8076 | 989.856 | 989.856 | 0 | 0 | 0 | 0 | 0.10907 | -0.68484 | 0.35064 | -100 | 0
Renewable energy sources | 1926.2 | 2577.1 | 3670.5 | 5009.2442 | 9941.4127 | 10362.7265 | 11405.7195 | 11878.5326 | 12494.356 | 13070.3564 | 14473.3893 | 6.6602 | 10.4771 | 1.3835 | 0.91579 | 1.4812
Hydro | 12.2 | 7.6 | 9 | 8.6099 | 8.9198 | 9.0367 | 9.0344 | 9.0332 | 9.0324 | 9.0311 | 9.0326 | -2.9963 | -0.08949 | 0.12772 | -0.002165 | 0.00018408
Biomass & Waste | 1831.3 | 2370.7 | 3281.5 | 4235.5718 | 6971.5457 | 7297.4472 | 8150.9796 | 8489.8943 | 9034.1606 | 9463.248 | 9916.0311 | 6.0062 | 7.8265 | 1.5753 | 1.0341 | 0.93575
Wind | 71.3 | 177.7 | 343.3 | 617.8874 | 2373.4591 | 2373.4591 | 2373.4591 | 2388.5103 | 2410.625 | 2486.0125 | 3384.3554 | 17.0196 | 21.3307 | 0 | 0.1555 | 3.451
Solar and others | 11.4 | 21.1 | 29.1 | 123.2928 | 546.8875 | 626.5887 | 800.2621 | 910.8273 | 954.4194 | 1019.4682 | 1067.4165 | 9.8244 | 34.0913 | 3.8804 | 1.7772 | 1.1252
Geothermal | 0 | 0 | 7.6 | 23.8823 | 40.6007 | 56.1948 | 71.9845 | 80.2675 | 86.1186 | 92.5967 | 96.5538 | 0 | 18.2421 | 5.8938 | 1.8089 | 1.1503
Net Imports | 33759.2 | 37075.5 | 30548.6 | 47677.5379 | 45843.4986 | 52054.8959 | 57276.5488 | 66532.3754 | 66853.3418 | 66666.8112 | 66020.744 | -0.99436 | 4.1427 | 2.2516 | 1.5581 | -0.12524
Solids | 7997.6 | 8312.4 | 9228.4 | 9274.255 | 7908.1573 | 7897.3341 | 6254.3158 | 5109.3549 | 4132.6787 | 2281.9575 | 1084.8193 | 1.4417 | -1.5321 | -2.3189 | -4.0588 | -12.5192
Oil | 41424.7 | 47836.4 | 45167.3 | 48900.8921 | 48061.2812 | 48525.944 | 49037.5052 | 49011.3299 | 49371.5874 | 49836.5204 | 50140.9362 | 0.86871 | 0.62297 | 0.20129 | 0.06792 | 0.15475
- Crude oil and Feedstocks | 61018.2 | 61723.9 | 60675.5 | 53468.1255 | 50717.2566 | 48550.9501 | 46584.0913 | 44929.3819 | 43178.4012 | 41535.2249 | 39926.3382 | -0.056306 | -1.7768 | -0.84647 | -0.75631 | -0.77998
- Oil products | -19593.5 | -13887.5 | -15508.2 | -4567.2334 | -2655.9755 | -25.0062 | 2453.4138 | 4081.948 | 6193.1862 | 8301.2955 | 10214.598 | -2.3112 | -16.1764 | 0 | 9.7019 | 5.131
Natural gas | -17190.6 | -20941 | -24211.1 | -10266.7921 | -9443.8881 | -2761.1285 | 3632.8627 | 14320.5748 | 15320.9463 | 16605.042 | 16978.6481 | 3.4838 | -8.9849 | 0 | 15.4792 | 1.0327
Electricity | 1626.4 | 1573 | 238.7 | 872.0212 | 76.6666 | -646.0941 | -567.4032 | -753.3702 | -724.9147 | -653.1314 | -633.703 | -17.4604 | -10.7362 | 0 | 2.4801 | -1.3357
Renewable energy forms | -98.9 | 294.7 | 125.3 | -1102.8383 | -758.7183 | -961.1596 | -1080.7316 | -1155.5139 | -1246.9558 | -1403.5772 | -1549.9566 | 0 | 0 | 3.6009 | 1.441 | 2.199
Detailed Results
Gross Inland Consumption | 75572.1 | 81469.1 | 86611.7 | 83759.5176 | 83387.1426 | 82173.0975 | 79375.2603 | 76635.2371 | 75962.1326 | 75747.4149 | 74928.6253 | 1.3728 | -0.37869 | -0.49186 | -0.43855 | -0.1369
Solids | 7852.1 | 8195.2 | 7595.8 | 9274.255 | 7908.1573 | 7897.3341 | 6254.3158 | 5109.3549 | 4132.6787 | 2281.9575 | 1084.8193 | -0.33131 | 0.40381 | -2.3189 | -4.0588 | -12.5192
Oil | 28244.6 | 32464 | 34649 | 34892.3099 | 34377.3462 | 33935.3326 | 33251.2407 | 32808.5701 | 32557.335 | 32307.7712 | 31691.5907 | 2.0647 | -0.07868 | -0.3325 | -0.21067 | -0.26915
Natural gas | 35009 | 35334.1 | 39308.6 | 33858.87 | 30886.4705 | 30595.102 | 29122.263 | 28747.6636 | 28749.6335 | 30144.0385 | 29862.4856 | 1.1651 | -2.3824 | -0.58643 | -0.1287 | 0.3805
Nuclear | 1012.7 | 1031 | 1023.8 | 955.6555 | 955.8076 | 989.856 | 989.856 | 0 | 0 | 0 | 0 | 0.10907 | -0.68484 | 0.35064 | -100 | 0
Electricity | 1626.4 | 1573 | 238.7 | 872.0212 | 76.6666 | -646.0941 | -567.4032 | -753.3702 | -724.9147 | -653.1314 | -633.703 | -17.4604 | -10.7362 | 0 | 2.4801 | -1.3357
Renewable energy forms | 1827.3 | 2871.8 | 3795.8 | 3906.406 | 9182.6944 | 9401.5669 | 10324.9879 | 10723.0188 | 11247.4002 | 11666.7792 | 12923.4327 | 7.5844 | 9.2362 | 1.1794 | 0.85937 | 1.3987
as % in Gross Inland Consumption
Solids | 10.3902 | 10.0593 | 8.7699 | 11.0725 | 9.4837 | 9.6106 | 7.8794 | 6.6671 | 5.4404 | 3.0126 | 1.4478
Oil | 37.3744 | 39.8482 | 40.005 | 41.6577 | 41.2262 | 41.2974 | 41.8912 | 42.8113 | 42.86 | 42.652 | 42.2957
Natural gas | 46.3253 | 43.3712 | 45.3849 | 40.4239 | 37.0398 | 37.2325 | 36.6893 | 37.5123 | 37.8473 | 39.7955 | 39.8546
Nuclear | 1.34 | 1.2655 | 1.1821 | 1.141 | 1.1462 | 1.2046 | 1.2471 | 0 | 0 | 0 | 0
Renewable energy forms | 2.418 | 3.525 | 4.3825 | 4.6638 | 11.0121 | 11.4412 | 13.0078 | 13.9923 | 14.8066 | 15.4022 | 17.2477
Gross Electricity Generation in GWhe | 89615.1163 | 100200 | 118118.6047 | 107586.8966 | 122529.3443 | 135634.1839 | 136740.5917 | 141031.1867 | 145854.9029 | 150288.1622 | 156295.1145 | 2.8001 | 0.36729 | 1.1034 | 0.64735 | 0.69373
Nuclear | 3925.5814 | 3996.5116 | 3968.6047 | 3906.8122 | 3907.4339 | 4046.6271 | 4046.6271 | 0 | 0 | 0 | 0 | 0.10906 | -0.15522 | 0.35064 | -100 | 0
Hydro & wind | 979.0698 | 2188.3721 | 4156.9767 | 8398.141 | 32705.4087 | 32706.7677 | 32707.6882 | 32883.7771 | 33240.594 | 34333.1623 | 44874.4065 | 15.557 | 22.9091 | 0.00069695 | 0.16175 | 3.0464
Thermal (incl. biomass) | 84710.4651 | 94015.1163 | 109993.0233 | 95281.9434 | 85916.5017 | 98880.7891 | 99986.2764 | 108147.4096 | 112614.3089 | 115954.9999 | 111420.7079 | 2.6462 | -2.4401 | 1.5281 | 1.1965 | -0.1065
Fuel Inputs for Thermal Power Generation | 17515.6 | 19516.6 | 21243.8 | 18046.9809 | 16937.4218 | 19345.9505 | 19186.4071 | 19847.4345 | 19758.6579 | 19560.3117 | 18470.9775 | 1.9485 | -2.2399 | 1.2546 | 0.29433 | -0.67164
Solids | 4998.3 | 4958.3 | 4669.2 | 6489.9809 | 4843.5363 | 4898.1133 | 4141.024 | 3659.3855 | 3140.7441 | 1521.8519 | 427.2211 | -0.67879 | 0.36725 | -1.5548 | -2.727 | -18.0853
Oil (including refinery gas) | 633.8 | 553 | 342.2 | 176.721 | 3.44e-05 | 19.5241 | 19.5735 | 107.3243 | 94.8868 | 51.2128 | 28.1834 | -5.9773 | -80.0369 | 276.2798 | 17.0992 | -11.4316
Gas | 10670.9 | 11953 | 13772.5 | 9488.6981 | 7647.6377 | 10018.2195 | 10160.9127 | 11105.2812 | 11338.2191 | 12703.3607 | 12537.0309 | 2.5844 | -5.7131 | 2.8823 | 1.1023 | 1.0101
Biomass & Waste | 1212.6 | 2052.3 | 2459.9 | 1891.5809 | 4446.2477 | 4410.0936 | 4864.897 | 4975.4434 | 5184.8078 | 5283.8864 | 5478.5421 | 7.3297 | 6.0981 | 0.90391 | 0.6389 | 0.55258
Geothermal heat | 0 | 0 | 0 | 0 | 0 | 0 | 0 | 0 | 0 | 0 | 0 | 0 | 0 | 0 | 0 | 0
Hydrogen - Methanol | 0 | 0 | 0 | 0 | 0 | 0 | 0 | 0 | 0 | 0 | 0 | 0 | 0 | 0 | 0 | 0
Fuel Input in other transformation proc. | 86454.4995 | 91416.7999 | 68923.5904 | 63771.1718 | 61733.3858 | 60095.5515 | 57380.2678 | 53996.2428 | 51923.4564 | 50146.5793 | 48285.7948 | -2.2407 | -1.0957 | -0.72858 | -0.99432 | -0.7237
Refineries | 82232.7996 | 86868.7 | 64188.3952 | 58847.3864 | 56713.3398 | 55191.0644 | 53394.4527 | 51572.3309 | 49806.936 | 48166.8002 | 46363.7632 | -2.4469 | -1.2305 | -0.60121 | -0.69311 | -0.7138
Biofuels and hydrogen production | 0 | 0 | 229.7 | 579.2153 | 485.8192 | 485.5132 | 506.2435 | 534.649 | 621.2228 | 722.8679 | 809.9785 | 0 | 7.7783 | 0.41266 | 2.0678 | 2.6887
District heating | 398.1 | 435.5 | 498.8 | 365.7555 | 339.0201 | 317.5874 | 302.9509 | 282.248 | 260.0178 | 252.8332 | 236.9959 | 2.2806 | -3.7879 | -1.1186 | -1.5166 | -0.92279
Others | 3823.5999 | 4112.5999 | 4006.6952 | 3978.8147 | 4195.2067 | 4101.3864 | 3176.6206 | 1607.015 | 1235.2799 | 1004.078 | 875.0571 | 0.46884 | 0.46082 | -2.7429 | -9.0129 | -3.3889
Energy Branch Consumption | 5353.3 | 6336.3 | 5087.6 | 5605.8621 | 5433.9947 | 5073.1942 | 4774.1309 | 4450.118 | 4321.2345 | 4259.9567 | 4139.9574 | -0.50778 | 0.66086 | -1.2863 | -0.99176 | -0.42764
Non-Energy Uses | 10491.4 | 13012.5 | 17582.2 | 13895.1228 | 14823.0343 | 15314.7968 | 15547.9688 | 15585.3569 | 15739.3037 | 15803.9821 | 15398.9567 | 5.2989 | -1.6926 | 0.47862 | 0.12238 | -0.21837
Final Energy Demand | 50504.7 | 51653.7 | 51835.3 | 50854.408 | 50356.6822 | 48018.0217 | 45953.1766 | 44373.1464 | 44459.6984 | 44854.4901 | 45371.0281 | 0.26039 | -0.28898 | -0.91091 | -0.32985 | 0.20311
by sector
Industry | 14804.1 | 14813.8 | 12208.3 | 12815.4898 | 13650.0326 | 12346.9695 | 11321.0138 | 10265.7536 | 10240.9971 | 10405.2395 | 10630.8788 | -1.9094 | 1.1225 | -1.8534 | -0.99761 | 0.37434
- energy intensive industries | 10276.9 | 10532.4 | 8224.1 | 8733.8214 | 9355.7952 | 8499.7083 | 7767.4322 | 6933.7849 | 6926.2096 | 6945.8236 | 6989.3909 | -2.2037 | 1.2976 | -1.8434 | -1.1397 | 0.090848
- other industrial sectors | 4527.2 | 4281.4 | 3984.2 | 4081.6684 | 4294.2373 | 3847.2612 | 3553.5815 | 3331.9687 | 3314.7875 | 3459.4159 | 3641.4879 | -1.2695 | 0.75219 | -1.8754 | -0.69321 | 0.94442
Residential | 10299.1 | 10143 | 11518.4 | 10892.1097 | 10494.1331 | 10565.9305 | 10415.6227 | 10376.4584 | 10381.9307 | 10515.8523 | 10645.0897 | 1.1252 | -0.92697 | -0.075067 | -0.032395 | 0.25063
Tertiary | 11104.3 | 11499.4 | 13123.9 | 12329.499 | 11979.9309 | 11369.0397 | 10839.9429 | 10438.708 | 10409.7343 | 10401.998 | 10451.6767 | 1.6851 | -0.90788 | -0.99497 | -0.40414 | 0.040219
Transport | 14297.2 | 15197.5 | 14984.7 | 14817.3095 | 14232.5856 | 13736.0821 | 13376.5973 | 13292.2264 | 13427.0363 | 13531.4003 | 13643.3829 | 0.47076 | -0.51363 | -0.61835 | 0.037643 | 0.15997
by fuel
Solids | 1329.9 | 1515.1 | 1270.2 | 1401.5859 | 1587.2027 | 1603.6676 | 1132.9744 | 735.2571 | 449.5997 | 333.0015 | 289.7452 | -0.45824 | 2.253 | -3.3151 | -8.8282 | -4.2984
Oil | 16504.6 | 17381.7 | 16112.8 | 15745.8411 | 14907.9513 | 14248.2384 | 13618.4644 | 13300.6893 | 13166.7316 | 13064.6747 | 13013.585 | -0.23996 | -0.77418 | -0.9006 | -0.33676 | -0.11693
Gas | 21010.8 | 20345.6 | 22378.2 | 21404.6462 | 20371.2423 | 17962.5623 | 16278.5074 | 15035.9146 | 14735.4467 | 14677.0455 | 14610.5964 | 0.6325 | -0.93523 | -2.2178 | -0.99095 | -0.085053
Electricity | 8408.1 | 8986.1 | 9188.9 | 9034.1716 | 9502.5842 | 9833.5973 | 10000.8101 | 10195.6968 | 10583.3684 | 10962.4794 | 11422.0488 | 0.89196 | 0.33624 | 0.51233 | 0.56778 | 0.76553
Heat (from CHP and District Heating) (A) | 2893.3 | 2980.8 | 2105.7 | 2037.7502 | 2157.2783 | 2309.4564 | 2459.4038 | 2402.706 | 2497.0938 | 2531.7144 | 2526.4554 | -3.1275 | 0.24229 | 1.3193 | 0.1522 | 0.11697
Other | 358 | 444.4 | 779.5 | 1230.413 | 1830.4234 | 2060.4997 | 2463.0166 | 2702.8826 | 3027.4583 | 3285.5747 | 3508.5972 | 8.0919 | 8.9115 | 3.0129 | 2.0848 | 1.4859
CO2 Emissions (Mt of CO2 - sec approach) | 168.4682 | 175.7312 | 175.047 | 171.2908 | 155.675 | 151.2114 | 136.5401 | 128.7235 | 123.1963 | 117.7987 | 111.7369 | 0.38381 | -1.166 | -1.303 | -1.0231 | -0.97157
Power generation/District heating | 51.922 | 55.4793 | 57.6656 | 54.3078 | 43.0125 | 48.4027 | 42.9991 | 42.1736 | 39.6901 | 35.8734 | 30.5711 | 1.0547 | -2.8891 | -0.0031142 | -0.79758 | -2.5767
Energy Branch | 11.0937 | 12.3401 | 8.8109 | 10.3697 | 9.9219 | 8.8413 | 7.9295 | 7.0223 | 6.5718 | 6.4229 | 6.2012 | -2.2776 | 1.1946 | -2.2166 | -1.8606 | -0.5787
Industry | 26.6291 | 26.4764 | 22.8806 | 26.5578 | 28.0263 | 22.8354 | 17.9336 | 13.5064 | 11.57 | 10.7273 | 10.6663 | -1.5057 | 2.0493 | -4.3665 | -4.288 | -0.80988
Residential | 18.9058 | 17.9055 | 20.6336 | 19.0645 | 17.4389 | 17.0779 | 16.3901 | 16.0516 | 15.6953 | 15.5365 | 15.3598 | 0.87833 | -1.6681 | -0.61834 | -0.43227 | -0.2158
Tertiary | 17.5001 | 18.2598 | 21.1108 | 18.6574 | 16.6123 | 15.0245 | 13.5892 | 12.7841 | 12.4587 | 12.1277 | 11.8443 | 1.8935 | -2.3679 | -1.9887 | -0.86477 | -0.50446
Transport | 42.4174 | 45.27 | 43.9456 | 42.3336 | 40.6631 | 39.0296 | 37.6985 | 37.1855 | 37.2105 | 37.1109 | 37.0941 | 0.35456 | -0.77332 | -0.75413 | -0.13022 | -0.031325
CO2 Emissions Index (1990=100) | 108.8476 | 113.5403 | 113.0982 | 110.6713 | 100.5819 | 97.698 | 88.2188 | 83.1685 | 79.5973 | 76.11 | 72.1934 | 0.38381 | -1.166 | -1.303 | -1.0231 | -0.97157
Source: PRIMES
Gross final energy consumption in heating and cooling, electricity, transport and overall (in Ktoe)
| 2000 | 2005 | 2010 | 2015 | 2020 | 2025 | 2030 | 2035 | 2040 | 2045 | 2050 | '00-'10 | '10-'20 | '20-'30 | '30-'40 | '40-'50
1. heating and cooling (1) | 28495 | 28220.4 | 28336.9 | 27546.569 | 27162.1775 | 24982.058 | 23120.3985 | 21434.7382 | 21005.7489 | 20922.5607 | 20869.3896 | -0.055622 | -0.4225 | -1.5982 | -0.95461 | -0.065106
2. electricity (2) | 9333.3 | 10190.2 | 10396.9 | 10124.4943 | 10613.732 | 11018.4458 | 11192.2877 | 11375.3118 | 11818.6069 | 12271.6505 | 12807.6768 | 1.085 | 0.20662 | 0.53217 | 0.54599 | 0.80693
3. transport as in Article 3(4)a (3) | 10308.7129 | 11110.9819 | 11206.6304 | 10673.1027 | 10037.0486 | 9540.5585 | 9343.3017 | 9285.9512 | 9209.7816 | 9082.917 | 8952.0479 | 0.83866 | -1.0962 | -0.71368 | -0.14383 | -0.28344
4. Gross final energy consumption (4) | 51720.9 | 53023.3456 | 53167.8458 | 52112.2819 | 51575.6961 | 49294.1138 | 47223.8404 | 45621.0642 | 45684.8862 | 46085.3455 | 46570.174 | 0.2763 | -0.30357 | -0.87764 | -0.33077 | 0.19211
The following calculation is needed only if final energy consumption for aviation is expected to be higher than 6,18% (4,12% for Malta and Cyprus):
Final consumption in aviation | 3381.9 | 3712.3 | 3462.9 | 3821.2976 | 3832.213 | 3793.0213 | 3612.98 | 3577.6681 | 3703.9498 | 3854.2933 | 4020.2894 | 0.23697 | 1.0185 | -0.58736 | 0.24898 | 0.82291
Reduction for aviation limit (5) Article 5(6) | -185.5484 | -435.4572 | -177.1271 | -600.7586 | -644.835 | -746.6451 | -694.5467 | -758.2864 | -880.6238 | -1006.2189 | -1142.2526
Total consumption after reduction for aviation limit | 51535.3516 | 52587.8884 | 52990.7186 | 51511.5233 | 50930.8612 | 48547.4687 | 46529.2937 | 44862.7779 | 44804.2624 | 45079.1265 | 45427.9214 | 0.27888 | -0.39569 | -0.8998 | -0.37708 | 0.13833
(1) Final energy consumption of all energy commodities in industry, households, services and agriculture, forestry and fishery except electricity, plus the consumption of heat for own use at electricity and heat plants and heat losses in networks.
(2) The gross electricity consumption is national gross electricity production, including autoproduction, plus imports, minus exports.
(3) Transport consumption as defined in Article 3(4)(a) of Directive 2009/28/EC. Renewable electricity in road transport for this figure has been multiplied by a factor of 2.5, as indicated by Article 3(4)(c) of Directive 2009/28/EC.
(4) As defined in Article (2)(f) of Directive 2009/28/EC. This comprises final energy consumption plus network losses and own use of heat and electricity at electricity and heating plants (NB: this does not include consumption of electricity for pumped hydro storage or for transformation in electrical boilers or heat pumps at district heating plants).
(5) According to Article 5(6) consumption for aviation has to be considered only up to 6,18 % (Community average), for Cyprus and Malta up to 4,12 % of gross final energy consumption .
Calculation table for the renewable energy contribution of each sector to final energy consumption (in Ktoe)
| 2000 | 2005 | 2010 | 2015 | 2020 | 2025 | 2030 | 2035 | 2040 | 2045 | 2050 | '00-'10 | '10-'20 | '20-'30 | '30-'40 | '40-'50
(A) Gross final consumption of RES for heating and cooling | 438.6 | 582.8456 | 821.7458 | 793.7842 | 2095.5942 | 2324.4789 | 2635.1758 | 2786.7226 | 2949.9008 | 3279.1777 | 3616.4932 | 6.4797 | 9.8138 | 2.3176 | 1.1346 | 2.0582
(B) Gross final consumption of electricity from RES | 244.8437 | 638.1472 | 1006.6725 | 1305.9018 | 4042.9127 | 4057.3743 | 4193.2303 | 4284.8116 | 4371.2768 | 4538.0588 | 5590.3121 | 15.1861 | 14.916 | 0.36573 | 0.4167 | 2.4903
(C) Final consumption of energy from RES in transport | 9.1882 | 21.6365 | 350.0813 | 988.0666 | 1078.2848 | 1139.8461 | 1249.377 | 1366.5371 | 1466.6563 | 1626.6009 | 1812.0017 | 43.9109 | 11.9068 | 1.4836 | 1.6163 | 2.137
(D) Total RES consumption (1) | 683.4437 | 1220.9928 | 2057.1665 | 2664.895 | 6639.7308 | 6888.2104 | 7345.7704 | 7605.3101 | 7876.6442 | 8417.0696 | 9813.6752 | 11.6495 | 12.4315 | 1.0157 | 0.70021 | 2.2231
(1) According to Article 5(1) of Directive 2009/28/EC gas, electricity and hydrogen from renewable energy sources shall only be considered once. No double counting is allowed.
Estimated trajectory of energy from renewable sources in heating and cooling, electricity, transport and overall (in %)
| 2000 | 2005 | 2010 | 2015 | 2020 | 2025 | 2030 | 2035 | 2040 | 2045 | 2050
RES-H&C (1) | 1.5392 | 2.0635 | 2.89 | 2.8673 | 7.6774 | 9.246 | 11.3045 | 12.8694 | 13.884 | 15.4772 | 17.1089
RES-E (2) (C) | 2.6233 | 6.2624 | 9.6824 | 12.8984 | 38.0913 | 36.8235 | 37.4654 | 37.6676 | 36.9864 | 36.98 | 43.6481
RES-T (3) | 0.089131 | 0.19473 | 3.1239 | 9.2575 | 10.743 | 11.9474 | 13.3719 | 14.7162 | 15.925 | 17.9084 | 20.2412
Overall RES share ( 4) (C ) | 1.3262 | 2.3218 | 3.8821 | 5.1734 | 13.0368 | 14.1886 | 15.7874 | 16.9524 | 17.5801 | 18.6718 | 21.6027
(1) Share of renewable energy in heating and cooling: gross final consumption of energy from renewable sources for heating and cooling (as defined in Articles 5(1)b) and 5(4) of Directive 2009/28/EC) divided by gross final consumption of energy for heating and cooling.
(2) Share of renewable energy in electricity: gross final consumption of electricity from renewable sources for electricity (as defined in Articles 5(1)(a) and 5(3) of Directive 2009/28/EC) divided by total gross final consumption of electricity.
(3) Share of renewable energy in transport: final energy from renewable sources consumed in transport (cf. Article 5(1)(c) and 5(5) of Directive 2009/28/EC) divided by the consumption in transport of 1) petrol; 2) diesel; 3) biofuels used in road and rail transport and 4) electricity in transport.
(4) Share of renewable energy in gross final energy consumption.

## indicator
Netherlands:Reference scenario(REF2015f) | [15 empty] | SUMMARY ENERGY BALANCE AND INDICATORS (B)
| 2000 | 2005 | 2010 | 2015 | 2020 | 2025 | 2030 | 2035 | 2040 | 2045 | 2050 | '00-'10 | '10-'20 | '20-'30 | '30-'40 | '40-'50
Annual % Change
Main Energy System Indicators
Population (Million) | 15.864 | 16.3055 | 16.575 | 16.9021 | 17.1575 | 17.3913 | 17.5711 | 17.6643 | 17.6458 | 17.5357 | 17.3813 | 0.43942 | 0.34602 | 0.23849 | 0.042407 | -0.15092
GDP (in 000 MEuro'13) | 536.8921 | 573.2731 | 613.3119 | 620.3349 | 667.8136 | 705.7475 | 738.2753 | 782.183 | 836.3501 | 897.8758 | 966.1905 | 1.3397 | 0.85499 | 1.0081 | 1.2551 | 1.4536
Gross Inl. Cons./GDP (toe/MEuro'13) | 140.7585 | 142.1122 | 141.2197 | 135.0231 | 124.8659 | 116.4341 | 107.5144 | 97.9761 | 90.8258 | 84.3629 | 77.5506 | 0.032718 | -1.2232 | -1.485 | -1.6727 | -1.5677
Gross Inl. Cons./Capita (toe/inhabitant) | 4.7638 | 4.9964 | 5.2254 | 4.9556 | 4.8601 | 4.7249 | 4.5174 | 4.3384 | 4.3048 | 4.3196 | 4.3109 | 0.92931 | -0.72221 | -0.72861 | -0.48076 | 0.014049
Electricity Generated/Capita (kWh gross/inhabitant) | 5648.9787 | 6145.1559 | 7126.3157 | 6365.313 | 7141.4332 | 7798.9482 | 7782.1143 | 7983.9884 | 8265.7045 | 8570.4289 | 8992.1535 | 2.3504 | 0.021193 | 0.86285 | 0.60469 | 0.84593
Carbon intensity (t of CO2/toe of GIC) | 2.2292 | 2.157 | 2.0211 | 2.045 | 1.8669 | 1.8402 | 1.7202 | 1.6797 | 1.6218 | 1.5552 | 1.4912 | -0.97561 | -0.7903 | -0.81511 | -0.58715 | -0.83582
CO2 Emissions/Capita (t of CO2/inhabitant) | 10.6196 | 10.7774 | 10.5609 | 10.1343 | 9.0733 | 8.6946 | 7.7707 | 7.2872 | 6.9816 | 6.7177 | 6.4286 | -0.055364 | -1.5068 | -1.5378 | -1.0651 | -0.82189
CO2 Emissions to GDP (t of CO2/MEuro'13) | 313.7841 | 306.5401 | 285.4128 | 276.1264 | 233.1114 | 214.2572 | 184.9446 | 164.5695 | 147.3023 | 131.1971 | 115.6468 | -0.94321 | -2.0038 | -2.288 | -2.25 | -2.3904
Import Dependency % | 37.998 | 37.7274 | 30.4373 | 48.0868 | 46.4169 | 52.9875 | 59.3328 | 70.3667 | 70.4248 | 69.5398 | 68.5944
Energy intensity indicators (2000=100)
Industry (Energy on Value added) | 100 | 96.2437 | 74.8887 | 74.8574 | 73.9538 | 63.3327 | 55.6684 | 48.1883 | 45.6155 | 43.7821 | 41.9412 | -2.8503 | -0.12555 | -2.8003 | -1.9719 | -0.83626
Residential (Energy on Private Income) | 100 | 94.1275 | 105.9315 | 98.4675 | 86.785 | 81.2576 | 75.2755 | 69.6039 | 64.0633 | 59.469 | 55.056 | 0.57789 | -1.9739 | -1.4127 | -1.5999 | -1.5038
Tertiary (Energy on Value added) | 100 | 96.4738 | 100.7686 | 94.014 | 84.5743 | 75.552 | 68.5177 | 61.8646 | 57.3313 | 53.0262 | 49.2735 | 0.076599 | -1.7367 | -2.0834 | -1.7667 | -1.5032
Transport (Energy on GDP) | 100 | 99.5512 | 91.7493 | 89.6973 | 80.0322 | 73.0886 | 68.0398 | 63.8154 | 60.2876 | 56.593 | 53.0268 | -0.85741 | -1.357 | -1.6102 | -1.2024 | -1.2751
Carbon Intensity indicators
Electricity and Steam production (t of CO2/MWh) | 0.39642 | 0.38427 | 0.37359 | 0.3833 | 0.27271 | 0.28037 | 0.24427 | 0.23414 | 0.2127 | 0.18777 | 0.1555 | -0.59133 | -3.0985 | -1.0955 | -1.3742 | -3.0836
Final energy demand (t of CO2/toe) | 2.088 | 2.0891 | 2.0945 | 2.0964 | 2.0403 | 1.9569 | 1.863 | 1.7922 | 1.7304 | 1.6833 | 1.6523 | 0.031358 | -0.26219 | -0.90468 | -0.73554 | -0.46122
Industry | 1.7988 | 1.7873 | 1.8742 | 2.0723 | 2.0532 | 1.8495 | 1.5841 | 1.3157 | 1.1298 | 1.031 | 1.0033 | 0.41157 | 0.91647 | -2.5605 | -3.3235 | -1.1798
Residential | 1.8357 | 1.7653 | 1.7914 | 1.7503 | 1.6618 | 1.6163 | 1.5736 | 1.5469 | 1.5118 | 1.4774 | 1.4429 | -0.2441 | -0.74804 | -0.54368 | -0.4 | -0.46527
Tertiary | 1.576 | 1.5879 | 1.6086 | 1.5132 | 1.3867 | 1.3215 | 1.2536 | 1.2247 | 1.1968 | 1.1659 | 1.1332 | 0.20497 | -1.4734 | -1.0037 | -0.46249 | -0.54446
Transport | 2.9668 | 2.9788 | 2.9327 | 2.857 | 2.857 | 2.8414 | 2.8182 | 2.7975 | 2.7713 | 2.7426 | 2.7188 | -0.11566 | -0.26103 | -0.13662 | -0.1678 | -0.19099
Electricity and steam generation
Net Generation Capacity in MWe | 21047.6843 | 21727.5134 | 25071.6235 | 30865.5215 | 38329.1636 | 37205.6645 | 35295.22 | 35563.5532 | 36773.3009 | 38363.7171 | 42700.6709 | 1.7649 | 4.3361 | -0.82124 | 0.41109 | 1.5056
Nuclear energy | 485 | 485 | 485 | 485 | 485 | 485 | 485 | 0 | 0 | 0 | 0 | 0 | 0 | 0 | -100 | 0
Renewable energy | 497 | 1312 | 2362 | 4706.38 | 15718.5118 | 15718.5118 | 15718.5118 | 15718.5118 | 15787.8068 | 16208.7364 | 18713.896 | 16.8671 | 20.8685 | 0 | 0.043998 | 1.7148
Hydro (pumping excluded) | 37 | 37 | 37 | 37 | 37 | 37 | 37 | 37 | 37 | 37 | 37 | 0 | 0 | 0 | 0 | 0
Wind | 447 | 1224 | 2237 | 3431 | 10095.8374 | 10095.8374 | 10095.8374 | 10095.8374 | 10095.1323 | 10408.0619 | 12806.2215 | 17.4724 | 16.2646 | 0 | -0.00069841 | 2.4073
Solar | 13 | 51 | 88 | 1238.38 | 5585.6745 | 5585.6745 | 5585.6745 | 5585.6745 | 5655.6745 | 5763.6745 | 5870.6745 | 21.0748 | 51.4465 | 0 | 0.12462 | 0.3738
Other renewables (tidal etc.) | 0 | 0 | 0 | 0 | 0 | 0 | 0 | 0 | 0 | 0 | 0 | 0 | 0 | 0 | 0 | 0
Thermal power | 20065.6843 | 19930.5134 | 22224.6235 | 25674.1415 | 22125.6518 | 21002.1526 | 19091.7082 | 19845.0414 | 20985.4942 | 22154.9808 | 23986.7749 | 1.0271 | -0.044622 | -1.464 | 0.95026 | 1.3457
of which cogeneration units | 7372.3097 | 7162 | 9300 | 8514.3705 | 2421.5636 | 4911.1359 | 5013.6614 | 5347.1637 | 5126.1876 | 5268.1732 | 5617.4909 | 2.35 | -12.59 | 7.5489 | 0.2222 | 0.91943
of which CCS units | 0 | 0 | 0 | 0 | 0 | 250 | 250 | 250 | 250 | 250 | 250 | 0 | 0 | 0 | 0 | 0
Solids fired | 4393.94 | 4393.94 | 4393.94 | 6975.44 | 5388.44 | 5054.24 | 4428.64 | 4036.72 | 3484.72 | 3485.1261 | 3496.3483 | 0 | 2.0613 | -1.9425 | -2.3685 | 0.033319
Gas fired | 14667.3612 | 14529.147 | 16575.3475 | 17356.29 | 14406.3776 | 13613.7938 | 12288.6896 | 13414.0488 | 15005.392 | 16103.5479 | 17788.2957 | 1.2304 | -1.3927 | -1.5773 | 2.0174 | 1.7159
Oil fired | 490.3766 | 217.6854 | 217.6854 | 204.1004 | 77.0004 | 76.9792 | 65.7627 | 59.6067 | 60.8576 | 44.0038 | 57.7454 | -7.8002 | -9.8706 | -1.5652 | -0.77217 | -0.52356
Biomass-waste fired | 514.0065 | 789.5411 | 1037.4505 | 1138.111 | 2253.6337 | 2256.9396 | 2308.4159 | 2334.4659 | 2434.3246 | 2522.303 | 2644.3856 | 7.2753 | 8.0666 | 0.24046 | 0.53249 | 0.83113
Hydrogen plants | 0 | 0.2 | 0.2 | 0.2 | 0.2 | 0.2 | 0.2 | 0.2 | 0.2 | 0 | 0 | 0 | 0 | 0 | 0 | -100
Geothermal heat | 0 | 0 | 0 | 0 | 0 | 0 | 0 | 0 | 0 | 0 | 0 | 0 | 0 | 0 | 0 | 0
Load factor for net electric capacities (%) | 46.6591 | 50.5278 | 52.0632 | 38.2752 | 35.2652 | 40.1331 | 42.6988 | 43.821 | 43.9734 | 43.486 | 40.7555
Indicators for gross electricity production
Efficiency for thermal electricity production (%) | 41.5921 | 41.4278 | 44.5278 | 45.4051 | 43.6242 | 43.9562 | 44.8172 | 46.8609 | 49.0156 | 50.9814 | 51.877
CHP indicator (% of electricity from CHP) | 37.6 | 29.4026 | 33.2 | 37.7767 | 16.9904 | 25.215 | 29.0585 | 31.6151 | 30.7914 | 31.0512 | 31.3282
CCS indicator (% of electricity from CCS) | 0 | 0 | 0 | 0 | 0 | 1.3606 | 1.5124 | 1.453 | 1.3922 | 1.3492 | 1.2954
Non fossil fuels in electricity generation (%) | 9.046 | 12.8409 | 14.1637 | 19.1922 | 42.824 | 38.9161 | 39.7549 | 36.4347 | 35.9153 | 36.1495 | 42.5908
- nuclear | 4.3802 | 3.9883 | 3.3596 | 3.6313 | 3.189 | 2.9835 | 2.9593 | 0 | 0 | 0 | 0
- renewable energy forms and industrial waste | 4.6658 | 8.8526 | 10.8041 | 15.5609 | 39.6351 | 35.9326 | 36.7955 | 36.4347 | 35.9153 | 36.1495 | 42.5908
Indicators for renewables (excluding industrial waste) (%) (B)
RES in gross final energy demand (%) | 1.3262 | 2.3218 | 3.8821 | 5.1734 | 13.0368 | 14.1886 | 15.7874 | 16.9524 | 17.5801 | 18.6718 | 21.6027
RES in transport (%) | 0.089131 | 0.19473 | 3.1239 | 9.2575 | 10.743 | 11.9474 | 13.3719 | 14.7162 | 15.925 | 17.9084 | 20.2412
Transport sector
Passenger transport activity (Gpkm) | 184.3632 | 194.8275 | 182.6624 | 190.5018 | 199.6852 | 207.7362 | 215.581 | 222.3368 | 230.8294 | 237.5372 | 244.4167 | -0.092638 | 0.895 | 0.76889 | 0.68576 | 0.5736
Public road transport | 11.25 | 11.75 | 12.13 | 12.72 | 13.3092 | 13.7961 | 14.2391 | 14.7036 | 15.1496 | 15.5242 | 15.9033 | 0.75598 | 0.93202 | 0.67766 | 0.62177 | 0.48673
Private cars and motorcycles | 143.3 | 151.5 | 138.31 | 141.1412 | 146.5252 | 150.4749 | 154.9394 | 158.2839 | 162.9434 | 166.0703 | 169.0818 | -0.3538 | 0.57867 | 0.55993 | 0.50496 | 0.37048
Rail | 16.096 | 16.653 | 16.9803 | 19.1433 | 20.5939 | 22.1421 | 23.3228 | 24.4301 | 25.6269 | 26.5957 | 27.6799 | 0.53626 | 1.9481 | 1.2521 | 0.94657 | 0.77364
Aviation | 12.9957 | 14.1745 | 14.515 | 16.7459 | 18.4525 | 20.4742 | 22.197 | 24.0005 | 26.155 | 28.3667 | 30.7394 | 1.1118 | 2.4292 | 1.8647 | 1.6544 | 1.6281
Inland navigation | 0.72151 | 0.75006 | 0.72713 | 0.75139 | 0.80439 | 0.84899 | 0.88283 | 0.91874 | 0.95454 | 0.98037 | 1.0123 | 0.077586 | 1.0149 | 0.93486 | 0.78403 | 0.58883
Travel per person (km per capita) | 11621.5207 | 11948.5581 | 11020.364 | 11270.92 | 11638.3408 | 11944.8069 | 12269.0426 | 12586.8246 | 13081.2705 | 13545.9511 | 14062.0668 | -0.52973 | 0.54709 | 0.52914 | 0.64308 | 0.72561
Freight transport activity (Gtkm) | 93.6092 | 99.6314 | 106.2549 | 110.9665 | 120.8688 | 128.1042 | 133.5968 | 137.5453 | 142.7629 | 146.0994 | 149.1029 | 1.2752 | 1.297 | 1.0062 | 0.66579 | 0.43546
Trucks | 47.7212 | 51.3478 | 53.7679 | 54.8363 | 61.1068 | 64.9415 | 67.1968 | 69.217 | 71.6627 | 73.288 | 74.6444 | 1.2002 | 1.2877 | 0.95456 | 0.64552 | 0.40848
Rail | 4.522 | 5.865 | 5.925 | 6.1615 | 6.8767 | 7.4563 | 7.9782 | 8.3285 | 8.7423 | 9.0594 | 9.3868 | 2.7391 | 1.5007 | 1.4969 | 0.91877 | 0.71383
Inland navigation | 41.3659 | 42.4186 | 46.562 | 49.9687 | 52.8853 | 55.7064 | 58.4218 | 59.9998 | 62.3578 | 63.7521 | 65.0717 | 1.1903 | 1.2816 | 1.0006 | 0.65414 | 0.42691
Freight activity per unit of GDP (tkm/000 Euro'13) | 174.3538 | 173.794 | 173.2478 | 178.8816 | 180.9918 | 181.5157 | 180.958 | 175.8479 | 170.6975 | 162.7168 | 154.3204 | -0.063614 | 0.43824 | -0.0018654 | -0.58202 | -1.0036
Energy demand in transport (ktoe) | 14297.2 | 15197.5 | 14985.9273 | 14817.3095 | 14232.5856 | 13736.0821 | 13376.5973 | 13292.2264 | 13427.0363 | 13531.4003 | 13643.3829 | 0.47159 | -0.51445 | -0.61835 | 0.037643 | 0.15997
Public road transport | 212.1731 | 224.135 | 260.3981 | 267.3744 | 271.1764 | 270.4273 | 267.1797 | 268.4166 | 271.3145 | 274.0608 | 277.0806 | 2.0692 | 0.4064 | -0.14837 | 0.15369 | 0.21052
Private cars and motorcycles | 8007.0873 | 8287.8888 | 8206.4388 | 7707.8376 | 6914.8605 | 6387.6968 | 6186.4364 | 6129.1086 | 6089.4932 | 6019.3512 | 5944.6289 | 0.24622 | -1.6979 | -1.107 | -0.15782 | -0.24048
Trucks | 2183.9396 | 2594.1761 | 2714.9902 | 2593.6436 | 2758.8475 | 2806.5402 | 2814.2133 | 2814.4607 | 2851.2639 | 2870.6679 | 2882.395 | 2.2004 | 0.16038 | 0.19889 | 0.13088 | 0.10865
Rail | 184.2 | 172 | 182.4 | 188.6239 | 203.4222 | 213.9526 | 219.782 | 220.5989 | 219.8444 | 217.7321 | 220.5529 | -0.09815 | 1.0968 | 0.77653 | 0.0028403 | 0.032177
Aviation | 3381.9 | 3712.3 | 3462.9 | 3821.2976 | 3832.213 | 3793.0213 | 3612.98 | 3577.6681 | 3703.9498 | 3854.2933 | 4020.2894 | 0.23697 | 1.0185 | -0.58736 | 0.24898 | 0.82291
Inland navigation | 327.9 | 207 | 158.8002 | 238.5324 | 252.066 | 264.4438 | 276.006 | 281.9734 | 291.1706 | 295.295 | 298.4362 | -6.994 | 4.7289 | 0.91144 | 0.5363 | 0.24677
Efficiency indicator (activity related)
Passenger transport (toe/Mpkm) | 41.9632 | 41.1661 | 40.4968 | 36.9266 | 31.9278 | 28.2151 | 25.68 | 24.1325 | 22.8731 | 21.819 | 20.8018 | -0.35506 | -2.3494 | -2.1541 | -1.1508 | -0.94472
Freight transport (toe/Mtkm) | 27.7123 | 29.4383 | 28.2443 | 26.6443 | 26.025 | 25.0737 | 24.2101 | 23.5544 | 23.0041 | 22.6276 | 22.289 | 0.19034 | -0.81503 | -0.72024 | -0.50967 | -0.31532
| 0 | 0 | 0 | 0 | 0 | 0 | 0 | 0 | 0 | 0 | 0 | 0 | 0 | 0 | 0 | 0
Source: PRIMES

## industry
Netherlands:Reference scenario(REF2015f) | [15 empty] | INDUSTRY
| 2000 | 2005 | 2010 | 2015 | 2020 | 2025 | 2030 | 2035 | 2040 | 2045 | 2050 | '00-'10 | '10-'20 | '20-'30 | '30-'40 | '40-'50
Annual % Change
Sectoral Value Added (in 000 MEuro'13) | 60.5492 | 62.9536 | 66.6753 | 70.0208 | 75.4918 | 79.7368 | 83.177 | 87.1316 | 91.824 | 97.2036 | 103.6703 | 0.96845 | 1.2496 | 0.97419 | 0.99393 | 1.2208
Iron and steel | 0.67261 | 0.8222 | 1.002 | 0.96495 | 1.0298 | 1.0863 | 1.124 | 1.1218 | 1.1319 | 1.1456 | 1.1599 | 4.0667 | 0.27376 | 0.87911 | 0.070418 | 0.24443
Non ferrous metals | 0.45982 | 0.44455 | 0.39854 | 0.4007 | 0.42916 | 0.45537 | 0.47427 | 0.50113 | 0.53352 | 0.57695 | 0.62682 | -1.4202 | 0.74311 | 1.0044 | 1.1842 | 1.6246
Chemicals | 8.3507 | 11.0398 | 11.5348 | 12.2569 | 13.3051 | 14.0732 | 14.7274 | 15.3626 | 16.1275 | 16.9624 | 17.8666 | 3.283 | 1.438 | 1.0208 | 0.91227 | 1.0293
Non metallic minerals | 2.7749 | 2.6704 | 2.2879 | 2.3218 | 2.4434 | 2.5284 | 2.6179 | 2.7201 | 2.8456 | 2.9922 | 3.1689 | -1.9111 | 0.65948 | 0.6921 | 0.83764 | 1.0821
Paper and pulp | 3.7472 | 3.6374 | 3.4053 | 3.4569 | 3.6506 | 3.8023 | 3.9502 | 4.1346 | 4.3941 | 4.659 | 4.9771 | -0.95236 | 0.69815 | 0.79191 | 1.0705 | 1.2537
Food, drink and tobacco | 12.9709 | 13.8479 | 14.3433 | 14.857 | 16.0492 | 16.9638 | 17.5806 | 18.3462 | 19.3662 | 20.6433 | 22.1558 | 1.0108 | 1.1301 | 0.91556 | 0.972 | 1.3548
Engineering | 18.2886 | 17.0863 | 18.5533 | 20.2678 | 22.1818 | 23.6177 | 24.8207 | 26.099 | 27.5267 | 29.0048 | 30.8517 | 0.14381 | 1.8023 | 1.1304 | 1.0401 | 1.1469
Textiles | 1.4559 | 1.1883 | 1.1905 | 1.1045 | 0.99623 | 0.86999 | 0.75141 | 0.66393 | 0.60465 | 0.56661 | 0.54212 | -1.9924 | -1.7655 | -2.781 | -2.1495 | -1.0857
Other industries | 11.8285 | 12.2167 | 13.9596 | 14.3902 | 15.4065 | 16.3398 | 17.1304 | 18.1821 | 19.2938 | 20.6528 | 22.3213 | 1.6704 | 0.99107 | 1.0663 | 1.1964 | 1.4682
Final Energy Demand (in ktoe) | 14804.1 | 14813.8 | 12208.3 | 12815.4898 | 13650.0326 | 12346.9695 | 11321.0138 | 10265.7536 | 10240.9971 | 10405.2395 | 10630.8788 | -1.9094 | 1.1225 | -1.8534 | -0.99761 | 0.37434
By sector
Iron and steel | 2167.4 | 2452.2 | 2177.4 | 2300.2254 | 2570.4096 | 2562.0127 | 2264.4268 | 2078.2406 | 2117.7967 | 2084.3133 | 2110.5306 | 0.046043 | 1.6732 | -1.2594 | -0.66722 | -0.034363
Non ferrous metals | 638.7 | 681.5 | 528.1 | 507.1772 | 519.9236 | 495.2506 | 485.1486 | 545.8279 | 562.2149 | 576.2493 | 583.0061 | -1.8835 | -0.15592 | -0.68988 | 1.4852 | 0.3638
Chemicals | 5607.8 | 5689.4 | 4045.8 | 4477.7942 | 4771.0308 | 4237.6998 | 4020.8077 | 3391.0107 | 3341.713 | 3365.9265 | 3374.105 | -3.2121 | 1.6625 | -1.6962 | -1.833 | 0.096512
Non metallic minerals | 860.3 | 733.7 | 720.9 | 678.4123 | 666.9689 | 531.5072 | 363.9515 | 326.56 | 318.0586 | 313.7779 | 301.9698 | -1.7523 | -0.77455 | -5.8774 | -1.3388 | -0.51774
Paper and pulp | 1002.7 | 975.6 | 751.9 | 770.2122 | 827.4624 | 673.2381 | 633.0977 | 592.1457 | 586.4265 | 605.5566 | 619.7794 | -2.8374 | 0.9622 | -2.6419 | -0.76285 | 0.5547
Food, drink and tobacco | 2364.1 | 2197.9 | 1945.1 | 2175.4662 | 2309.0351 | 1938.0215 | 1772.8108 | 1564.4657 | 1569.4773 | 1646.3081 | 1735.3363 | -1.9319 | 1.73 | -2.608 | -1.2108 | 1.0096
Engineering | 830.4 | 774 | 787.7 | 670.9975 | 716.3601 | 653.0351 | 552.275 | 541.4713 | 559.3284 | 581.6726 | 608.1962 | -0.52651 | -0.94485 | -2.5678 | 0.12699 | 0.84113
Textiles | 199.9 | 123.9 | 116.7 | 114.2248 | 87.6555 | 60.4412 | 42.3074 | 36.6672 | 33.112 | 30.5905 | 28.3263 | -5.2398 | -2.8214 | -7.0255 | -2.4209 | -1.5489
Other industries | 1132.8 | 1185.6 | 1134.7 | 1120.9799 | 1181.1866 | 1195.7634 | 1186.1884 | 1189.3645 | 1152.8698 | 1200.8448 | 1269.629 | 0.01676 | 0.40232 | 0.042265 | -0.2845 | 0.96937
By fuel
Solids | 1301 | 1482.2 | 1263.2 | 1396.5138 | 1585.4553 | 1602.4729 | 1131.4082 | 733.6302 | 448.0149 | 331.5633 | 288.4197 | -0.29442 | 2.2982 | -3.3178 | -8.8478 | -4.3085
Oil | 1494.8 | 1375.3 | 652.6 | 771.2957 | 782.0018 | 774.4385 | 685.9777 | 564.2413 | 477.9848 | 465.7855 | 477.3333 | -7.9537 | 1.8254 | -1.3016 | -3.5482 | -0.013639
Gas | 6664.7 | 6242.1 | 5722.4 | 6527.096 | 6688.0087 | 4976.5778 | 4066.8416 | 3271.8627 | 3189.8895 | 3266.8865 | 3323.0074 | -1.5128 | 1.5715 | -4.8528 | -2.3995 | 0.40968
Electricity | 3506.8 | 3575.8 | 3359.4 | 2853.507 | 3018.3129 | 3082.7791 | 3056.8252 | 3100.8181 | 3211.3813 | 3301.6177 | 3400.0804 | -0.42849 | -1.0649 | 0.12687 | 0.49446 | 0.57261
Heat (distributed CHP) (A) | 1770.4 | 2029.9 | 1108.4 | 1166.3169 | 1311.7254 | 1476.3304 | 1629.0635 | 1591.5688 | 1711.1133 | 1726.3817 | 1718.3739 | -4.5749 | 1.6985 | 2.1903 | 0.4926 | 0.042351
Other (Biomass, waste, hydrogen etc.) | 66.4 | 108.5 | 102.3 | 100.7605 | 264.5284 | 434.3709 | 750.8977 | 1003.6325 | 1202.6132 | 1313.0047 | 1423.6642 | 4.4169 | 9.9663 | 10.9969 | 4.8225 | 1.7017
Fuel use as raw material (in ktoe) | 10491.4 | 13012.5 | 17582.2 | 13895.1228 | 14823.0343 | 15314.7968 | 15547.9688 | 15585.3569 | 15739.3037 | 15803.9821 | 15398.9567 | 5.2989 | -1.6926 | 0.47862 | 0.12238 | -0.21837
By sector
Petrochemical industry | 9044 | 11280.7 | 11891.2 | 13270.9644 | 14157.6826 | 14661.3495 | 14909.1629 | 14946.4027 | 15084.3301 | 15138.9241 | 14707.7344 | 2.7748 | 1.7599 | 0.51853 | 0.11687 | -0.25251
Other non energy uses | 1447.4 | 1731.8 | 5691 | 624.1584 | 665.3517 | 653.4473 | 638.806 | 638.9542 | 654.9736 | 665.058 | 691.2223 | 14.6727 | -19.3162 | -0.40632 | 0.25025 | 0.54012
By fuel
Solids | 257.2 | 258.4 | 251.4 | 0 | 0 | 0 | 0 | 0 | 0 | 0 | 0 | -0.22783 | -100 | 0 | 0 | 0
Oil | 7499.9 | 10297.2 | 15039.5 | 12085.8129 | 12893.5272 | 13316.2341 | 13515.3848 | 13547.6286 | 13682.7667 | 13740.002 | 13393.7633 | 7.2057 | -1.5278 | 0.47214 | 0.12316 | -0.21325
Gas | 2734.3 | 2456.9 | 2291.3 | 1809.31 | 1929.507 | 1998.5627 | 2032.584 | 2037.7283 | 2056.5369 | 2063.9801 | 2005.1934 | -1.752 | -1.7039 | 0.52179 | 0.11722 | -0.25251
Energy intensity (toe/MEuro'13) | 244.4971 | 235.313 | 183.1007 | 183.0242 | 180.8149 | 154.8466 | 136.1075 | 117.819 | 111.5286 | 107.0458 | 102.5451 | -2.8503 | -0.12555 | -2.8003 | -1.9719 | -0.83626
Iron and steel | 3222.3568 | 2982.4794 | 2172.9863 | 2383.7778 | 2496.0194 | 2358.5674 | 2014.6116 | 1852.5659 | 1870.9414 | 1819.4393 | 1819.554 | -3.8635 | 1.3956 | -2.1199 | -0.73712 | -0.27812
Non ferrous metals | 1389.0235 | 1532.9966 | 1325.097 | 1265.7317 | 1211.483 | 1087.5671 | 1022.9435 | 1089.1952 | 1053.7858 | 998.7787 | 930.108 | -0.47004 | -0.8924 | -1.6774 | 0.29749 | -1.2407
Chemicals | 671.5352 | 515.3537 | 350.7465 | 365.3293 | 358.5868 | 301.1194 | 273.0146 | 220.732 | 207.2058 | 198.4349 | 188.8495 | -6.2886 | 0.22131 | -2.6896 | -2.7204 | -0.92333
Non metallic minerals | 310.0283 | 274.756 | 315.0865 | 292.1932 | 272.9692 | 210.2182 | 139.0265 | 120.0532 | 111.7724 | 104.8656 | 95.2905 | 0.16197 | -1.4246 | -6.5244 | -2.1584 | -1.5827
Paper and pulp | 267.5851 | 268.2103 | 220.8054 | 222.8029 | 226.6642 | 177.0585 | 160.2687 | 143.2168 | 133.4589 | 129.977 | 124.5266 | -1.9032 | 0.26222 | -3.4068 | -1.8139 | -0.69035
Food, drink and tobacco | 182.2618 | 158.7169 | 135.6105 | 146.4273 | 143.8723 | 114.2446 | 100.8388 | 85.2745 | 81.0421 | 79.7501 | 78.3244 | -2.9133 | 0.59314 | -3.4916 | -2.1618 | -0.34052
Engineering | 45.4053 | 45.2994 | 42.456 | 33.1066 | 32.295 | 27.6502 | 22.2506 | 20.7468 | 20.3195 | 20.0543 | 19.7135 | -0.66936 | -2.6985 | -3.6569 | -0.90375 | -0.3023
Textiles | 137.3056 | 104.2652 | 98.0275 | 103.4133 | 87.9868 | 69.4731 | 56.3043 | 55.2274 | 54.762 | 53.9883 | 52.2508 | -3.3135 | -1.0748 | -4.366 | -0.27736 | -0.4683
Other industries | 95.7686 | 97.0477 | 81.2844 | 77.8987 | 76.6682 | 73.1812 | 69.2444 | 65.4139 | 59.7533 | 58.1445 | 56.8798 | -1.6264 | -0.58297 | -1.0133 | -1.4634 | -0.49163
CO2 EMISSIONS (in kt CO2) | 26629.0743 | 26476.4116 | 22880.564 | 26557.8323 | 28026.3039 | 22835.4274 | 17933.6015 | 13506.371 | 11569.9535 | 10727.2988 | 10666.3492 | -1.5057 | 2.0493 | -4.3665 | -4.288 | -0.80988
Iron and steel | 8803.4725 | 10299.4972 | 9076.6464 | 10522.3442 | 11656.5569 | 10019.3211 | 7136.1786 | 5065.1929 | 3924.2005 | 2831.1451 | 2506.8387 | 0.30605 | 2.5332 | -4.7885 | -5.8048 | -4.3825
Non ferrous metals | 223.6014 | 226.8897 | 202.2278 | 404.2262 | 396.289 | 279.2199 | 173.8619 | 152.9392 | 133.0103 | 132.9116 | 131.6916 | -0.99968 | 6.9589 | -7.9086 | -2.6428 | -0.099591
Chemicals | 7964.7683 | 7349.1488 | 5153.1664 | 6503.1582 | 6800.6059 | 5294.0371 | 4646.0301 | 3393.342 | 3207.3565 | 3241.8968 | 3290.105 | -4.2607 | 2.8128 | -3.7383 | -3.6378 | 0.25505
Non metallic minerals | 1806.3559 | 1511.6437 | 1491.3866 | 1405.666 | 1372.9726 | 1038.9072 | 636.0166 | 547.7055 | 523.4702 | 506.5133 | 476.9419 | -1.8978 | -0.82387 | -7.4065 | -1.9286 | -0.92654
Paper and pulp | 1159.4026 | 1102.9751 | 872.0925 | 986.3816 | 1008.1159 | 584.3858 | 488.5372 | 411.5301 | 387.7252 | 411.2305 | 433.9254 | -2.8075 | 1.46 | -6.9881 | -2.2847 | 1.1321
Food, drink and tobacco | 3818.5388 | 3415.8539 | 2999.6056 | 3527.0057 | 3654.8133 | 2568.596 | 1912.572 | 1356.45 | 1208.5116 | 1281.8374 | 1348.386 | -2.385 | 1.9953 | -6.2707 | -4.4868 | 1.1012
Engineering | 1128.4538 | 973.7291 | 1004.2751 | 879.6053 | 926.4842 | 753.1259 | 504.905 | 457.2098 | 459.8347 | 476.4785 | 492.5443 | -1.1591 | -0.803 | -5.8897 | -0.93067 | 0.68954
Textiles | 361.3586 | 203.9908 | 187.7484 | 190.9329 | 133.0173 | 78.2993 | 46.3658 | 37.4602 | 31.3426 | 28.7552 | 26.048 | -6.3379 | -3.3875 | -10.0028 | -3.8402 | -1.8333
Other industries | 1363.1225 | 1392.6833 | 1893.4151 | 2138.5121 | 2077.4489 | 2219.5351 | 2389.1343 | 2084.5412 | 1694.502 | 1816.5305 | 1959.8682 | 3.3406 | 0.9319 | 1.4077 | -3.3771 | 1.4655
Carbon intensity (in t CO2/toe) | 1.7988 | 1.7873 | 1.8742 | 2.0723 | 2.0532 | 1.8495 | 1.5841 | 1.3157 | 1.1298 | 1.031 | 1.0033 | 0.41157 | 0.91647 | -2.5605 | -3.3235 | -1.1798
Iron and steel | 4.0618 | 4.2001 | 4.1686 | 4.5745 | 4.5349 | 3.9107 | 3.1514 | 2.4373 | 1.853 | 1.3583 | 1.1878 | 0.25989 | 0.84586 | -3.574 | -5.1721 | -4.3496
Non ferrous metals | 0.35009 | 0.33293 | 0.38293 | 0.79701 | 0.76221 | 0.5638 | 0.35837 | 0.2802 | 0.23658 | 0.23065 | 0.22588 | 0.90082 | 7.126 | -7.2688 | -4.0676 | -0.46171
Chemicals | 1.4203 | 1.2917 | 1.2737 | 1.4523 | 1.4254 | 1.2493 | 1.1555 | 1.0007 | 0.95979 | 0.96315 | 0.9751 | -1.0835 | 1.1315 | -2.0773 | -1.8386 | 0.15838
Non metallic minerals | 2.0997 | 2.0603 | 2.0688 | 2.072 | 2.0585 | 1.9546 | 1.7475 | 1.6772 | 1.6458 | 1.6142 | 1.5794 | -0.14813 | -0.049699 | -1.6245 | -0.5978 | -0.41092
Paper and pulp | 1.1563 | 1.1306 | 1.1599 | 1.2807 | 1.2183 | 0.86802 | 0.77166 | 0.69498 | 0.66117 | 0.6791 | 0.70013 | 0.030842 | 0.49304 | -4.4641 | -1.5335 | 0.57424
Food, drink and tobacco | 1.6152 | 1.5541 | 1.5421 | 1.6213 | 1.5828 | 1.3254 | 1.0788 | 0.86704 | 0.77001 | 0.77861 | 0.77702 | -0.46196 | 0.26082 | -3.7608 | -3.3161 | 0.090643
Engineering | 1.3589 | 1.258 | 1.2749 | 1.3109 | 1.2933 | 1.1533 | 0.91423 | 0.84438 | 0.82212 | 0.81915 | 0.80984 | -0.63589 | 0.1432 | -3.4094 | -1.0563 | -0.15032
Textiles | 1.8077 | 1.6464 | 1.6088 | 1.6716 | 1.5175 | 1.2955 | 1.0959 | 1.0216 | 0.94656 | 0.94001 | 0.91957 | -1.1588 | -0.5826 | -3.2022 | -1.4545 | -0.28887
Other industries | 1.2033 | 1.1747 | 1.6686 | 1.9077 | 1.7588 | 1.8562 | 2.0141 | 1.7527 | 1.4698 | 1.5127 | 1.5437 | 3.3233 | 0.52746 | 1.3649 | -3.1014 | 0.49138
| 0 | 0 | 0 | 0 | 0 | 0 | 0 | 0 | 0 | 0 | 0 | 0 | 0 | 0 | 0 | 0
Source: PRIMES

## domestic
Netherlands:Reference scenario(REF2015f) | [15 empty] | RESIDENTIAL, SERVICES AND AGRICULTURE
| 2000 | 2005 | 2010 | 2015 | 2020 | 2025 | 2030 | 2035 | 2040 | 2045 | 2050 | '00-'10 | '10-'20 | '20-'30 | '30-'40 | '40-'50
Annual % Change
RESIDENTIAL SECTOR
Key indicators
Private Consumption (in Euro'13/capita) | 16736.9988 | 17037.4634 | 16912.3246 | 16872.104 | 18169.252 | 19275.2629 | 20301.1784 | 21757.5465 | 23676.4936 | 25996.8949 | 28678.2506 | 0.10426 | 0.71946 | 1.1157 | 1.5499 | 1.935
Population (mio) | 15.864 | 16.3055 | 16.575 | 16.9021 | 17.1575 | 17.3913 | 17.5711 | 17.6643 | 17.6458 | 17.5357 | 17.3813 | 0.43942 | 0.34602 | 0.23849 | 0.042407 | -0.15092
Number of households (mio) | 6.7506 | 6.7524 | 7.1476 | 7.3149 | 7.5825 | 7.8141 | 8.0094 | 8.2065 | 8.3868 | 8.5418 | 8.6807 | 0.573 | 0.59245 | 0.54929 | 0.46147 | 0.34506
Households size (inhabitants/household) | 2.35 | 2.4148 | 2.319 | 2.3106 | 2.2628 | 2.2256 | 2.1938 | 2.1525 | 2.104 | 2.0529 | 2.0023 | -0.13282 | -0.24498 | -0.3091 | -0.41714 | -0.49428
Final Energy Demand (in ktoe) | 10299.1 | 10143 | 11518.4 | 10892.1097 | 10494.1331 | 10565.9305 | 10415.6227 | 10376.4584 | 10381.9307 | 10515.8523 | 10645.0897 | 1.1252 | -0.92697 | -0.075067 | -0.032395 | 0.25063
By end use
Heating and cooling (incl. cooking) | 9197.4418 | 8443.5937 | 9775.5094 | 9059.2285 | 8602.4369 | 8472.6007 | 8302.5144 | 8174.0047 | 8077.8609 | 8085.8962 | 8072.9899 | 0.61141 | -1.2702 | -0.35424 | -0.27394 | -0.0060318
Electric appliances and lighting | 1101.6582 | 1699.4063 | 1742.8906 | 1832.9892 | 1891.6963 | 2093.3298 | 2113.1083 | 2202.4538 | 2304.0698 | 2429.9561 | 2572.0998 | 4.6941 | 0.82265 | 1.113 | 0.86892 | 1.1065
By fuel
Solids | 4.9 | 4.9 | 5.6 | 4.9947 | 1.7375 | 1.1902 | 1.5628 | 1.624 | 1.5822 | 1.4357 | 1.3231 | 1.3443 | -11.0442 | -1.0539 | 0.1234 | -1.7725
Oil | 58.6 | 74 | 106.1 | 91.1405 | 80.0833 | 72.076 | 65.8493 | 68.3385 | 71.0637 | 70.5813 | 69.7787 | 6.1162 | -2.774 | -1.9379 | 0.76498 | -0.18231
Gas | 7968.4 | 7522.4 | 8641.3 | 7993.2716 | 7322.9743 | 7180.5424 | 6895.4354 | 6747.8993 | 6593.1401 | 6526.5769 | 6452.6999 | 0.81399 | -1.6417 | -0.59976 | -0.4473 | -0.21508
Electricity | 1875.2 | 2083.6 | 2124.1 | 2192.6679 | 2237.574 | 2432.8969 | 2444.6428 | 2528.4004 | 2636.8637 | 2775.3288 | 2926.0845 | 1.2541 | 0.5218 | 0.889 | 0.75978 | 1.0462
Heat | 149.9 | 170.9 | 319.3 | 265.0667 | 253.8195 | 258.7966 | 281.8279 | 277.1533 | 275.5803 | 296.3899 | 314.9904 | 7.8549 | -2.2689 | 1.0522 | -0.22392 | 1.3456
Other | 242.1 | 287.2 | 322 | 344.9683 | 597.9446 | 620.4283 | 726.3044 | 753.0428 | 803.7007 | 845.5397 | 880.2131 | 2.8931 | 6.385 | 1.9637 | 1.0177 | 0.91352
Energy intensity
Household income related (toe/MEuro'13) | 38.7892 | 36.5112 | 41.0899 | 38.1947 | 33.6632 | 31.5191 | 29.1987 | 26.9988 | 24.8496 | 23.0675 | 21.3558 | 0.57789 | -1.9739 | -1.4127 | -1.5999 | -1.5038
Population related (toe/capita) | 0.64921 | 0.62206 | 0.69493 | 0.64443 | 0.61163 | 0.60754 | 0.59277 | 0.58743 | 0.58835 | 0.59968 | 0.61245 | 0.68276 | -1.2686 | -0.31281 | -0.07477 | 0.40216
CO2 EMISSIONS (in kt CO2) | 18905.8254 | 17905.5323 | 20633.5713 | 19064.5287 | 17438.9249 | 17077.9091 | 16390.125 | 16051.6492 | 15695.2539 | 15536.507 | 15359.817 | 0.87833 | -1.6681 | -0.61834 | -0.43227 | -0.2158
Carbon intensity
Household income related (t CO2/MEuro'13) | 71.2044 | 64.4536 | 73.6068 | 66.8524 | 55.9407 | 50.945 | 45.9474 | 41.7652 | 37.5673 | 34.0808 | 30.8143 | 0.33238 | -2.7071 | -1.9487 | -1.9935 | -1.9621
Population related (t CO2 per capita) | 1.1917 | 1.0981 | 1.2449 | 1.1279 | 1.0164 | 0.98198 | 0.93279 | 0.90871 | 0.88946 | 0.88599 | 0.8837 | 0.43699 | -2.0072 | -0.85479 | -0.47447 | -0.064977
Fuel consumption related (t CO2 per toe) | 1.8357 | 1.7653 | 1.7914 | 1.7503 | 1.6618 | 1.6163 | 1.5736 | 1.5469 | 1.5118 | 1.4774 | 1.4429 | -0.2441 | -0.74804 | -0.54368 | -0.4 | -0.46527
SERVICES AND AGRICULTURE SECTOR
SECTORAL VALUE ADDED (in 000 MEuro'13) | 359.7003 | 386.1139 | 421.8783 | 424.8178 | 458.8447 | 487.447 | 512.4764 | 546.5805 | 588.1627 | 635.4422 | 687.1032 | 1.6072 | 0.84349 | 1.1116 | 1.387 | 1.567
Services | 350.9484 | 377.1508 | 412.0879 | 414.9025 | 448.4534 | 477.0923 | 502.2835 | 536.3792 | 577.8744 | 625.032 | 676.4976 | 1.6189 | 0.84927 | 1.14 | 1.4118 | 1.5882
Market services | 196.9916 | 206.8286 | 220.7651 | 228.4649 | 248.1237 | 263.9968 | 278.9757 | 297.8289 | 320.5236 | 346.2987 | 374.1667 | 1.1459 | 1.1751 | 1.1789 | 1.398 | 1.5595
Non market services | 100.0604 | 110.0866 | 123.1078 | 115.3842 | 123.3471 | 130.792 | 136.5719 | 145.7217 | 157.0943 | 169.919 | 184.2643 | 2.0945 | 0.019415 | 1.0237 | 1.4098 | 1.608
Trade | 54.1984 | 60.4829 | 68.215 | 71.0535 | 76.9827 | 82.3035 | 86.7359 | 92.8286 | 100.2565 | 108.8143 | 118.0666 | 2.3268 | 1.2165 | 1.2 | 1.4592 | 1.6486
Agriculture | 8.7519 | 8.9631 | 9.7904 | 9.9152 | 10.3913 | 10.3548 | 10.1929 | 10.2012 | 10.2884 | 10.4101 | 10.6056 | 1.1276 | 0.59743 | -0.1926 | 0.093291 | 0.3042
Final Energy Demand (in ktoe) | 11104.3 | 11499.4 | 13123.9 | 12329.499 | 11979.9309 | 11369.0397 | 10839.9429 | 10438.708 | 10409.7343 | 10401.998 | 10451.6767 | 1.6851 | -0.90788 | -0.99497 | -0.40414 | 0.040219
By sector
Services | 7223 | 8021.1 | 9797.4 | 8983.9721 | 8538.7913 | 8059.1062 | 7725.8717 | 7432.6419 | 7440.6837 | 7436.5038 | 7460.0379 | 3.0954 | -1.3656 | -0.99546 | -0.37541 | 0.025981
Agriculture | 3881.3 | 3478.3 | 3326.5 | 3345.5269 | 3441.1396 | 3309.9335 | 3114.0712 | 3006.066 | 2969.0506 | 2965.4942 | 2991.6389 | -1.5307 | 0.33939 | -0.99375 | -0.47575 | 0.07582
By end use
Heating and cooling | 8607.4003 | 8664.9327 | 10047.3374 | 9031.8704 | 8628.1386 | 8038.0268 | 7558.4114 | 7211.2266 | 7034.7429 | 6926.5092 | 6781.292 | 1.5589 | -1.5113 | -1.315 | -0.71543 | -0.36626
Electric appliances and lighting | 1733.6537 | 1948.3233 | 2241.3526 | 2191.0034 | 2214.7959 | 2230.0533 | 2256.6696 | 2251.8651 | 2428.3662 | 2547.5626 | 2754.1148 | 2.6018 | -0.11912 | 0.18747 | 0.73598 | 1.2667
Agriculture specific uses | 763.246 | 886.144 | 835.21 | 1106.8561 | 1136.9963 | 1100.9596 | 1024.8619 | 975.6163 | 946.6252 | 927.9261 | 916.2699 | 0.9051 | 3.1327 | -1.0329 | -0.79095 | -0.32539
By fuel
Solids | 24 | 28 | 1.4 | 0.077487 | 0.0098747 | 0.0044484 | 0.0033645 | 0.0029091 | 0.0026246 | 0.0024366 | 0.0023463 | -24.7352 | -39.0688 | -10.2077 | -2.4528 | -1.1147
Oil | 794.1 | 873.8 | 758.6 | 831.7358 | 605.9838 | 535.0278 | 473.008 | 462.031 | 436.1392 | 406.9766 | 379.6062 | -0.4563 | -2.2212 | -2.447 | -0.80823 | -1.3787
Gas | 6377.7 | 6580.4 | 8003.6 | 6862.7321 | 6284.7349 | 5701.6172 | 5173.4231 | 4844.5504 | 4739.48 | 4637.0943 | 4551.3106 | 2.2968 | -2.3887 | -1.9271 | -0.87225 | -0.4043
Electricity | 2886 | 3188.5 | 3556.8 | 3829.7368 | 4035.6428 | 4069.1205 | 4201.9362 | 4221.57 | 4347.7068 | 4461.2334 | 4637.4086 | 2.1119 | 1.2711 | 0.40461 | 0.34161 | 0.64716
Heat | 973 | 780 | 678 | 606.3667 | 591.7333 | 574.3295 | 548.5124 | 533.9838 | 510.4001 | 508.9429 | 493.0912 | -3.5479 | -1.3517 | -0.75559 | -0.71756 | -0.34441
Other | 49.5 | 48.7 | 125.5 | 198.8501 | 461.8261 | 488.9403 | 443.0598 | 376.5698 | 376.0056 | 387.7485 | 390.2578 | 9.7498 | 13.9157 | -0.41398 | -1.6276 | 0.37273
Energy intensity
Value added related (toe/MEuro'13) | 30.871 | 29.7824 | 31.1083 | 29.023 | 26.1089 | 23.3236 | 21.1521 | 19.0982 | 17.6987 | 16.3697 | 15.2112 | 0.076599 | -1.7367 | -2.0834 | -1.7667 | -1.5032
Services | 20.5814 | 21.2676 | 23.775 | 21.6532 | 19.0405 | 16.8921 | 15.3815 | 13.8571 | 12.876 | 11.8978 | 11.0274 | 1.4529 | -2.1962 | -2.1114 | -1.7623 | -1.5378
Agriculture | 443.4808 | 388.0675 | 339.772 | 337.4129 | 331.1567 | 319.653 | 305.5149 | 294.6768 | 288.5837 | 284.8663 | 282.0799 | -2.6286 | -0.2565 | -0.80269 | -0.56851 | -0.22769
Population related (toe/capita) | 0.69997 | 0.70525 | 0.79179 | 0.72947 | 0.69823 | 0.65372 | 0.61692 | 0.59095 | 0.58993 | 0.59319 | 0.60132 | 1.2402 | -1.2496 | -1.2305 | -0.44636 | 0.19143
Services | 0.45531 | 0.49193 | 0.5911 | 0.53153 | 0.49767 | 0.4634 | 0.43969 | 0.42077 | 0.42167 | 0.42408 | 0.4292 | 2.6444 | -1.7057 | -1.231 | -0.41764 | 0.17717
Agriculture | 0.24466 | 0.21332 | 0.20069 | 0.19794 | 0.20056 | 0.19032 | 0.17723 | 0.17018 | 0.16826 | 0.16911 | 0.17212 | -1.9615 | -0.0066017 | -1.2293 | -0.51794 | 0.22709
CO2 EMISSIONS (in kt CO2) | 17500.1089 | 18259.817 | 21110.8244 | 18657.3558 | 16612.2941 | 15024.5194 | 13589.1677 | 12784.0934 | 12458.7098 | 12127.6979 | 11844.2989 | 1.8935 | -2.3679 | -1.9887 | -0.86477 | -0.50446
Services | 9706.1557 | 11572.3885 | 14814.0892 | 12392.9004 | 10675.367 | 9388.7619 | 8274.383 | 7602.769 | 7338.4881 | 7043.7322 | 6728.0986 | 4.3188 | -3.2233 | -2.5156 | -1.1931 | -0.86464
Agriculture | 7793.9531 | 6687.4285 | 6296.7352 | 6264.4555 | 5936.9272 | 5635.7575 | 5314.7847 | 5181.3244 | 5120.2217 | 5083.9658 | 5116.2003 | -2.1106 | -0.58667 | -1.1009 | -0.37225 | -0.0078567
Carbon intensity
Value added related (t CO2/MEuro'13) | 48.6519 | 47.2913 | 50.0401 | 43.9185 | 36.2046 | 30.8229 | 26.5167 | 23.3892 | 21.1824 | 19.0854 | 17.238 | 0.28173 | -3.1846 | -3.0661 | -2.221 | -2.0395
Services | 27.6569 | 30.6837 | 35.9489 | 29.8694 | 23.8048 | 19.6791 | 16.4735 | 14.1742 | 12.6991 | 11.2694 | 9.9455 | 2.6569 | -4.0383 | -3.6144 | -2.5687 | -2.4145
Agriculture | 890.5441 | 746.104 | 643.1548 | 631.8012 | 571.3378 | 544.2668 | 521.4222 | 507.9117 | 497.6716 | 488.3673 | 482.4036 | -3.2021 | -1.1771 | -0.91004 | -0.46511 | -0.31111
Population related (t CO2 per capita) | 1.1031 | 1.1199 | 1.2737 | 1.1039 | 0.96822 | 0.86391 | 0.77338 | 0.72373 | 0.70604 | 0.6916 | 0.68144 | 1.4477 | -2.7046 | -2.2219 | -0.90679 | -0.35407
Services | 0.61184 | 0.70972 | 0.89376 | 0.73322 | 0.6222 | 0.53985 | 0.47091 | 0.4304 | 0.41588 | 0.40168 | 0.38709 | 3.8625 | -3.557 | -2.7475 | -1.235 | -0.7148
Agriculture | 0.4913 | 0.41013 | 0.37989 | 0.37063 | 0.34602 | 0.32406 | 0.30247 | 0.29332 | 0.29017 | 0.28992 | 0.29435 | -2.5388 | -0.92947 | -1.3362 | -0.41448 | 0.14328
Fuel consumption related (t CO2 per toe) | 1.576 | 1.5879 | 1.6086 | 1.5132 | 1.3867 | 1.3215 | 1.2536 | 1.2247 | 1.1968 | 1.1659 | 1.1332 | 0.20497 | -1.4734 | -1.0037 | -0.46249 | -0.54446
Services | 1.3438 | 1.4427 | 1.512 | 1.3794 | 1.2502 | 1.165 | 1.071 | 1.0229 | 0.98627 | 0.94718 | 0.90189 | 1.1867 | -1.8835 | -1.5354 | -0.82081 | -0.89039
Agriculture | 2.0081 | 1.9226 | 1.8929 | 1.8725 | 1.7253 | 1.7027 | 1.7067 | 1.7236 | 1.7245 | 1.7144 | 1.7102 | -0.58893 | -0.92293 | -0.10822 | 0.10399 | -0.083613
| 0 | 0 | 0 | 0 | 0 | 0 | 0 | 0 | 0 | 0 | 0 | 0 | 0 | 0 | 0 | 0
Source: PRIMES

## transport
Netherlands:Reference scenario(REF2015f) | [15 empty] | TRANSPORT SECTOR
| 2000 | 2005 | 2010 | 2015 | 2020 | 2025 | 2030 | 2035 | 2040 | 2045 | 2050 | '00-'10 | '10-'20 | '20-'30 | '30-'40 | '40-'50
Annual % Change
Transport activity
Passenger transport activity (Gpkm) | 184.3632 | 194.8275 | 182.6624 | 190.5018 | 199.6852 | 207.7362 | 215.581 | 222.3368 | 230.8294 | 237.5372 | 244.4167 | -0.092638 | 0.895 | 0.76889 | 0.68576 | 0.5736
Public road transport | 11.25 | 11.75 | 12.13 | 12.72 | 13.3092 | 13.7961 | 14.2391 | 14.7036 | 15.1496 | 15.5242 | 15.9033 | 0.75598 | 0.93202 | 0.67766 | 0.62177 | 0.48673
Private cars(1) | 141.1 | 148.8 | 135.1 | 137.8013 | 143.0551 | 146.8611 | 151.1818 | 154.3413 | 158.8138 | 161.6961 | 164.4636 | -0.43359 | 0.57379 | 0.55406 | 0.49371 | 0.35018
Motorcycles | 2.2 | 2.7 | 3.21 | 3.3399 | 3.4701 | 3.6138 | 3.7576 | 3.9426 | 4.1296 | 4.3741 | 4.6182 | 3.8504 | 0.78224 | 0.79917 | 0.94829 | 1.1247
Rail | 16.096 | 16.653 | 16.9803 | 19.1433 | 20.5939 | 22.1421 | 23.3228 | 24.4301 | 25.6269 | 26.5957 | 27.6799 | 0.53626 | 1.9481 | 1.2521 | 0.94657 | 0.77364
Aviation(2) | 12.9957 | 14.1745 | 14.515 | 16.7459 | 18.4525 | 20.4742 | 22.197 | 24.0005 | 26.155 | 28.3667 | 30.7394 | 1.1118 | 2.4292 | 1.8647 | 1.6544 | 1.6281
Inland navigation | 0.72151 | 0.75006 | 0.72713 | 0.75139 | 0.80439 | 0.84899 | 0.88283 | 0.91874 | 0.95454 | 0.98037 | 1.0123 | 0.077586 | 1.0149 | 0.93486 | 0.78403 | 0.58883
Freight transport activity (Gtkm) | 93.6092 | 99.6314 | 106.2549 | 110.9665 | 120.8688 | 128.1042 | 133.5968 | 137.5453 | 142.7629 | 146.0994 | 149.1029 | 1.2752 | 1.297 | 1.0062 | 0.66579 | 0.43546
Trucks(1) | 47.7212 | 51.3478 | 53.7679 | 54.8363 | 61.1068 | 64.9415 | 67.1968 | 69.217 | 71.6627 | 73.288 | 74.6444 | 1.2002 | 1.2877 | 0.95456 | 0.64552 | 0.40848
Rail | 4.522 | 5.865 | 5.925 | 6.1615 | 6.8767 | 7.4563 | 7.9782 | 8.3285 | 8.7423 | 9.0594 | 9.3868 | 2.7391 | 1.5007 | 1.4969 | 0.91877 | 0.71383
Inland navigation | 41.3659 | 42.4186 | 46.562 | 49.9687 | 52.8853 | 55.7064 | 58.4218 | 59.9998 | 62.3578 | 63.7521 | 65.0717 | 1.1903 | 1.2816 | 1.0006 | 0.65414 | 0.42691
Detailed Results
Activity indicators
Travel per person (km per capita) | 11621.5207 | 11948.5581 | 11020.364 | 11270.92 | 11638.3408 | 11944.8069 | 12269.0426 | 12586.8246 | 13081.2705 | 13545.9511 | 14062.0668 | -0.52973 | 0.54709 | 0.52914 | 0.64308 | 0.72561
Freight activity per unit of GDP (tkm/000 Euro'13) | 174.3538 | 173.794 | 173.2478 | 178.8816 | 180.9918 | 181.5157 | 180.958 | 175.8479 | 170.6975 | 162.7168 | 154.3204 | -0.063614 | 0.43824 | -0.0018654 | -0.58202 | -1.0036
Final Energy Demand (in ktoe) | 14297.2 | 15197.5 | 14985.9273 | 14817.3095 | 14232.5856 | 13736.0821 | 13376.5973 | 13292.2264 | 13427.0363 | 13531.4003 | 13643.3829 | 0.47159 | -0.51445 | -0.61835 | 0.037643 | 0.15997
By transport mean
Road transport | 10403.2 | 11106.2 | 11181.8271 | 10568.8556 | 9944.8844 | 9464.6644 | 9267.8293 | 9211.9859 | 9212.0715 | 9164.08 | 9104.1045 | 0.72438 | -1.1655 | -0.70261 | -0.060326 | -0.11782
Public road transport | 212.1731 | 224.135 | 260.3981 | 267.3744 | 271.1764 | 270.4273 | 267.1797 | 268.4166 | 271.3145 | 274.0608 | 277.0806 | 2.0692 | 0.4064 | -0.14837 | 0.15369 | 0.21052
Motorcycles | 81.8146 | 97.9503 | 127.5857 | 131.7385 | 134.444 | 135.5429 | 136.7199 | 140.507 | 144.3966 | 150.2186 | 156.4526 | 4.5435 | 0.52497 | 0.16801 | 0.54779 | 0.80512
Private cars | 7925.2727 | 8189.9385 | 8078.8531 | 7576.0992 | 6780.4165 | 6252.154 | 6049.7165 | 5988.6016 | 5945.0965 | 5869.1326 | 5788.1763 | 0.19212 | -1.7369 | -1.1338 | -0.17429 | -0.26714
Trucks | 2183.9396 | 2594.1761 | 2714.9902 | 2593.6436 | 2758.8475 | 2806.5402 | 2814.2133 | 2814.4607 | 2851.2639 | 2870.6679 | 2882.395 | 2.2004 | 0.16038 | 0.19889 | 0.13088 | 0.10865
Rail | 184.2 | 172 | 182.4 | 188.6239 | 203.4222 | 213.9526 | 219.782 | 220.5989 | 219.8444 | 217.7321 | 220.5529 | -0.09815 | 1.0968 | 0.77653 | 0.0028403 | 0.032177
Aviation | 3381.9 | 3712.3 | 3462.9 | 3821.2976 | 3832.213 | 3793.0213 | 3612.98 | 3577.6681 | 3703.9498 | 3854.2933 | 4020.2894 | 0.23697 | 1.0185 | -0.58736 | 0.24898 | 0.82291
Inland navigation | 327.9 | 207 | 158.8002 | 238.5324 | 252.066 | 264.4438 | 276.006 | 281.9734 | 291.1706 | 295.295 | 298.4362 | -6.994 | 4.7289 | 0.91144 | 0.5363 | 0.24677
By transport activity
Passenger transport | 11703.0736 | 12264.5162 | 11984.8281 | 11860.6849 | 11086.9812 | 10524.0317 | 10142.2013 | 10052.4287 | 10142.9008 | 10225.5184 | 10320.0328 | 0.23818 | -0.77568 | -0.88671 | 0.00068967 | 0.17328
Freight transport | 2594.1264 | 2932.9838 | 3001.0992 | 2956.6246 | 3145.6045 | 3212.0503 | 3234.396 | 3239.7978 | 3284.1355 | 3305.8819 | 3323.3501 | 1.468 | 0.47138 | 0.27875 | 0.15273 | 0.11877
By fuel
Solids | 0 | 0 | 0 | 0 | 0 | 0 | 0 | 0 | 0 | 0 | 0 | 0 | 0 | 0 | 0 | 0
Oil | 14157.1 | 15058.6 | 14825.2075 | 14629.8284 | 13917.4179 | 13333.5796 | 12861.1107 | 12688.0387 | 12681.9981 | 12661.4642 | 12631.6492 | 0.46219 | -0.62989 | -0.78622 | -0.14015 | -0.039772
Liquified petroleum gas | 612.1 | 386.5 | 324.9 | 316.5944 | 368.7373 | 377.7724 | 348.6923 | 321.5801 | 311.6675 | 310.8687 | 307.9936 | -6.1374 | 1.2737 | -0.55739 | -1.1163 | -0.11851
Gasoline | 4241.6 | 4308.8 | 4305.2 | 3953.91 | 3323.4633 | 2958.8296 | 2916.3893 | 3006.5138 | 2960.2615 | 2872.9365 | 2790.2098 | 0.14894 | -2.555 | -1.2981 | 0.14942 | -0.58986
of which biofuels | 0 | 0 | 132.8096 | 187.6936 | 137.5536 | 126.3807 | 128.5541 | 136.7677 | 138.9729 | 139.1893 | 139.5071 | 0 | 0.35159 | -0.67435 | 0.78233 | 0.038372
Diesel oil | 5921.5 | 6651 | 6732.2075 | 6537.8234 | 6392.6709 | 6203.5201 | 5982.5251 | 5781.6893 | 5705.4795 | 5622.7012 | 5512.4874 | 1.2914 | -0.51617 | -0.6609 | -0.47303 | -0.34352
of which biofuels | 0 | 0 | 94.6075 | 390.4658 | 339.9641 | 340.4789 | 338.8975 | 338.0021 | 344.2386 | 350.0998 | 354.2178 | 0 | 13.6451 | -0.031417 | 0.1565 | 0.28618
Kerosene | 3381.9 | 3712.3 | 3462.9 | 3821.2976 | 3832.213 | 3793.0213 | 3612.98 | 3577.6681 | 3703.9498 | 3854.2933 | 4020.2894 | 0.23697 | 1.0185 | -0.58736 | 0.24898 | 0.82291
of which biofuels | 0 | 0 | 0 | 0 | 0 | 0 | 0 | 7.156 | 17.2041 | 50.8026 | 51.0145 | 0 | 0 | 0 | 0 | 11.4824
Residual fuel oil | 0 | 0 | 0 | 0.20298 | 0.33333 | 0.43631 | 0.52404 | 0.58729 | 0.63972 | 0.6645 | 0.66913 | 0 | 0 | 4.6282 | 2.0147 | 0.4505
of which of biomass origin | 0 | 0 | 0 | 0 | 0.017726 | 0.023945 | 0.02968 | 0.034326 | 0.038588 | 0.041365 | 0.042986 | 0 | 0 | 5.2894 | 2.6594 | 1.0853
Other liquids | 0 | 0 | 0 | 0 | 0 | 0 | 0 | 0 | 0 | 0 | 0 | 0 | 0 | 0 | 0 | 0
Gas | 0 | 0.7 | 10.9 | 21.56 | 77.3399 | 108.8859 | 149.0294 | 178.7434 | 222.5353 | 258.4398 | 297.8228 | 0 | 21.6459 | 6.7792 | 4.0909 | 2.957
of which biogas | 0 | 0 | 1.5565e-05 | 0.013516 | 1.8154 | 5.0609 | 6.2221 | 7.1412 | 9.5982 | 11.952 | 14.2442 | 0 | 221.1306 | 13.1088 | 4.4301 | 4.0267
Methanol & ethanol | 0 | 0 | 1.2198 | 6.8846 | 21.8731 | 34.4127 | 43.6608 | 44.6745 | 45.4142 | 47.7481 | 47.8433 | 0 | 33.4635 | 7.1564 | 0.39452 | 0.52241
Liquified hydrogen | 0 | 0 | 0 | 0.77655 | 4.9003 | 10.4031 | 25.3905 | 35.8615 | 89.6722 | 139.4486 | 207.5924 | 0 | 0 | 17.8813 | 13.4485 | 8.7565
Electricity | 140.1 | 138.2 | 148.6 | 158.2599 | 211.0545 | 248.8008 | 297.406 | 344.9083 | 387.4166 | 424.2996 | 458.4753 | 0.59075 | 3.5709 | 3.4893 | 2.6793 | 1.6983
Electricity in road transport (%) | 0 | 0 | 0 | 0.0085837 | 0.37906 | 0.65156 | 1.0765 | 1.5286 | 1.9283 | 2.3031 | 2.6201 | 0 | 0 | 11.0021 | 6.0025 | 3.1133
Biofuels in total fuels (excl.hydrogen and electricity) (%) | 0 | 0 | 1.541 | 3.9913 | 3.5759 | 3.7572 | 3.9633 | 4.1341 | 4.2893 | 4.6256 | 4.6764 | 0 | 8.7827 | 1.0339 | 0.79362 | 0.86769
Vehicles efficiency
Passenger transport activity (toe/Mpkm) | 41.9632 | 41.1661 | 40.4968 | 36.9266 | 31.9278 | 28.2151 | 25.68 | 24.1325 | 22.8731 | 21.819 | 20.8018 | -0.35506 | -2.3494 | -2.1541 | -1.1508 | -0.94472
Road transport | 53.1819 | 52.141 | 56.2805 | 51.8338 | 44.9593 | 40.5313 | 38.1468 | 36.9826 | 35.7162 | 34.6564 | 33.6336 | 0.56791 | -2.2209 | -1.6297 | -0.6562 | -0.599
Public road transport | 18.8598 | 19.0753 | 21.4673 | 21.02 | 20.3752 | 19.6017 | 18.7638 | 18.2552 | 17.909 | 17.6538 | 17.4228 | 1.3034 | -0.52076 | -0.82048 | -0.46518 | -0.27487
Private cars | 56.1678 | 55.0399 | 59.7991 | 54.9784 | 47.3972 | 42.5719 | 40.0162 | 38.801 | 37.4344 | 36.2973 | 35.1943 | 0.62843 | -2.2975 | -1.6786 | -0.66472 | -0.61516
Motorcycles | 37.1885 | 36.2779 | 39.7463 | 39.4444 | 38.7433 | 37.5067 | 36.3846 | 35.638 | 34.9665 | 34.3424 | 33.8772 | 0.6674 | -0.25527 | -0.62616 | -0.39674 | -0.31598
Rail | 3.274 | 2.0301 | 2.9887 | 3.0235 | 3.0106 | 2.972 | 2.9273 | 2.8508 | 2.7434 | 2.6255 | 2.5241 | -0.90748 | 0.072892 | -0.28003 | -0.64667 | -0.82978
Aviation(3) | 31.4532 | 31.6548 | 27.0967 | 25.9176 | 23.083 | 20.4221 | 17.9249 | 16.3951 | 15.5127 | 14.8538 | 14.2344 | -1.4798 | -1.5904 | -2.4973 | -1.4349 | -0.85631
Inland navigation | 68.211 | 8.5129 | 5.9711 | 8.3777 | 8.3687 | 8.3389 | 8.305 | 8.2621 | 8.2109 | 8.1473 | 8.0679 | -21.6174 | 3.4333 | -0.076384 | -0.11389 | -0.17546
Freight transport activity (toe/Mtkm) | 27.7123 | 29.4383 | 28.2443 | 26.6443 | 26.025 | 25.0737 | 24.2101 | 23.5544 | 23.0041 | 22.6276 | 22.289 | 0.19034 | -0.81503 | -0.72024 | -0.50967 | -0.31532
Trucks | 45.7645 | 50.5216 | 50.4946 | 47.2979 | 45.148 | 43.2164 | 41.8801 | 40.6614 | 39.7873 | 39.1697 | 38.615 | 0.98842 | -1.113 | -0.74852 | -0.51134 | -0.29861
Rail | 29.0805 | 23.5623 | 22.2195 | 21.2194 | 20.5656 | 19.8686 | 18.9903 | 18.1251 | 17.1052 | 16.3263 | 16.053 | -2.6551 | -0.77055 | -0.79374 | -1.04 | -0.63287
Inland navigation | 6.7371 | 4.7294 | 3.3173 | 4.6477 | 4.639 | 4.62 | 4.5989 | 4.5731 | 4.5437 | 4.5066 | 4.4608 | -6.8397 | 3.4104 | -0.086822 | -0.1207 | -0.18397
Energy intensity
Income related (toe/MEuro'13) | 26.6296 | 26.5101 | 24.4344 | 23.886 | 21.3122 | 19.4632 | 18.1187 | 16.9938 | 16.0543 | 15.0705 | 14.1208 | -0.8566 | -1.3578 | -1.6102 | -1.2024 | -1.2751
Passenger transport (household income related) | 44.0769 | 44.148 | 42.7539 | 41.5911 | 35.5649 | 31.3941 | 28.4322 | 26.1557 | 24.2775 | 22.4306 | 20.7036 | -0.3043 | -1.8242 | -2.2135 | -1.5673 | -1.5798
Freight transport (GDP related) | 4.8317 | 5.1162 | 4.8933 | 4.7662 | 4.7103 | 4.5513 | 4.381 | 4.142 | 3.9267 | 3.6819 | 3.4396 | 0.1266 | -0.38036 | -0.7221 | -1.0887 | -1.3157
Population related (toe/capita) | 0.90124 | 0.93205 | 0.90413 | 0.87666 | 0.82952 | 0.78982 | 0.76128 | 0.75249 | 0.76092 | 0.77165 | 0.78495 | 0.032027 | -0.8575 | -0.8548 | -0.0047614 | 0.31136
Passenger transport | 0.73771 | 0.75217 | 0.72307 | 0.70173 | 0.64619 | 0.60513 | 0.57721 | 0.56908 | 0.57481 | 0.58313 | 0.59374 | -0.20036 | -1.1178 | -1.1225 | -0.041699 | 0.32469
Freight transport | 0.16352 | 0.17988 | 0.18106 | 0.17493 | 0.18334 | 0.18469 | 0.18407 | 0.18341 | 0.18611 | 0.18852 | 0.1912 | 1.024 | 0.12493 | 0.040164 | 0.11028 | 0.2701
CO2 EMISSIONS (in kt CO2) | 42417.4381 | 45270.0385 | 43945.6097 | 42333.5636 | 40663.0505 | 39029.6319 | 37698.5182 | 37185.4699 | 37210.468 | 37110.9455 | 37094.0707 | 0.35456 | -0.77332 | -0.75413 | -0.13022 | -0.031325
Road transport | 31108.6277 | 33364.5606 | 32939.1781 | 30060.4461 | 28321.0763 | 26785.837 | 25982.7726 | 25602.5056 | 25276.5132 | 24836.2235 | 24328.7204 | 0.57341 | -1.4992 | -0.85802 | -0.2752 | -0.38145
Rail | 136.6297 | 104.7184 | 104.7184 | 91.0974 | 88.1914 | 78.5328 | 64.721 | 48.149 | 29.3005 | 13.0569 | 1.7901 | -2.6249 | -1.703 | -3.0468 | -7.6189 | -24.3865
Aviation | 10166.2307 | 11159.4365 | 10409.7224 | 11487.0909 | 11519.9034 | 11402.0905 | 10860.8735 | 10733.2122 | 11082.6184 | 11433.562 | 11931.9211 | 0.23697 | 1.0185 | -0.58736 | 0.20232 | 0.74113
Inland navigation | 1005.9501 | 641.323 | 491.9907 | 694.9292 | 733.8794 | 763.1716 | 790.1511 | 801.6032 | 822.0359 | 828.1032 | 831.6392 | -6.9025 | 4.0799 | 0.74153 | 0.39638 | 0.11621
Carbon intensity (in t CO2/toe) | 2.9668 | 2.9788 | 2.9325 | 2.857 | 2.857 | 2.8414 | 2.8182 | 2.7975 | 2.7713 | 2.7426 | 2.7188 | -0.11648 | -0.26021 | -0.13662 | -0.1678 | -0.19099
Road transport | 2.9903 | 3.0041 | 2.9458 | 2.8442 | 2.8478 | 2.8301 | 2.8035 | 2.7793 | 2.7438 | 2.7102 | 2.6723 | -0.14988 | -0.33768 | -0.15651 | -0.215 | -0.26394
Rail | 0.74175 | 0.60883 | 0.57411 | 0.48296 | 0.43354 | 0.36706 | 0.29448 | 0.21826 | 0.13328 | 0.059968 | 0.0081162 | -2.5293 | -2.7694 | -3.7939 | -7.6216 | -24.4108
Aviation | 3.0061 | 3.0061 | 3.0061 | 3.0061 | 3.0061 | 3.0061 | 3.0061 | 3.0001 | 2.9921 | 2.9664 | 2.9679 | 3.715e-09 | 0 | 0 | -0.046545 | -0.081115
Inland navigation | 3.0679 | 3.0982 | 3.0982 | 2.9134 | 2.9115 | 2.8859 | 2.8628 | 2.8428 | 2.8232 | 2.8043 | 2.7867 | 0.098391 | -0.61967 | -0.16838 | -0.13917 | -0.13024
Final Energy Demand in other sectors classified in transport (in ktoe)(4),(5) | 0 | 4.5475e-13 | 0 | 0 | 1.819e-12 | 0 | 0 | 0 | 1.819e-12 | 0 | 3.638e-12 | 0 | 0 | -100 | 0 | 7.1773
Oil | 0 | 4.5475e-13 | 0 | 0 | 1.819e-12 | 1.819e-12 | 0 | 0 | 0 | 1.819e-12 | 1.819e-12 | 0 | 0 | -100 | 0 | 0
Gas | 0 | 0 | 0 | 0 | 1.4211e-14 | 1.4211e-14 | 0 | 0 | 0 | 2.8422e-14 | 0 | 0 | 0 | -100 | 0 | 0
Electricity | 0 | 0 | 0 | 0 | 2.8422e-14 | 2.8422e-14 | 0 | 5.6843e-14 | 1.1369e-13 | 0 | 5.6843e-14 | 0 | 0 | -100 | 0 | -6.6967
CO2 EMISSIONS in other sectors classified in transport (in kt CO2)(4),(5) | 0 | 1.4089e-12 | 0 | 0 | 0 | 0 | 0 | 0 | 0 | 0 | 0 | 0 | 0 | 0 | 0 | 0
(1) Including light commercial vehicles.
(2) Domestic and international intra-EU aviation activity.
(3) Calculated based on aviation activity covering domestic, international intra-EU and international extra-EU to ensure higher consistency with bunker fuels.
(4) As in EUROSTAT balances , fuel consumption of airport utility vehicles, port cranes and pipeline transport are classified in final demand of transport.
(5) Fuel consumption other than electricity of airport utility vehicles, port cranes are classified in PRIMES model in final demand of road transport.
Source: PRIMES

## transport_detail
Netherlands:Reference scenario(REF2015f) | [15 empty] | TRANSPORT SECTOR
| 2005 | 2010 | 2015 | 2020 | 2025 | 2030 | 2035 | 2040 | 2045 | 2050 | '95-'00 | '00-'10 | '10-'20 | '20-'30 | '30-'40 | '40-'50
Annual % Change
Transport activity - details
Passenger rail (Gpkm) | 16.653 | 16.9803 | 19.1433 | 20.5939 | 22.1421 | 23.3228 | 24.4301 | 25.6269 | 26.5957 | 27.6799 | 0 | 0 | 1.9481 | 1.2521 | 0.94657 | 0.77364
Conventional rail | 14.466 | 15.115 | 17.1961 | 18.6109 | 20.0505 | 21.0968 | 22.07 | 23.142 | 23.9933 | 24.9539 | 0 | 0 | 2.1024 | 1.2616 | 0.9296 | 0.75666
High speed rail | 0.687 | 0.285 | 0.35467 | 0.37844 | 0.4185 | 0.49029 | 0.55479 | 0.61976 | 0.68449 | 0.75081 | 0 | 0 | 2.8762 | 2.6234 | 2.3709 | 1.9367
Tram and metro | 1.5 | 1.5803 | 1.5925 | 1.6046 | 1.6731 | 1.7357 | 1.8053 | 1.8651 | 1.9179 | 1.9752 | 0 | 0 | 0.15254 | 0.78862 | 0.72146 | 0.57521
International extra-EU aviation | 103.0999 | 113.2828 | 130.6944 | 147.5667 | 165.2573 | 179.3649 | 194.2148 | 212.6135 | 231.1146 | 251.6957 | 0 | 0 | 2.6792 | 1.9706 | 1.7151 | 1.7018
Road freight (Gtkm) | 51.3478 | 53.7679 | 54.8363 | 61.1068 | 64.9415 | 67.1968 | 69.217 | 71.6627 | 73.288 | 74.6444 | 0 | 0 | 1.2877 | 0.95456 | 0.64552 | 0.40848
of which international road freight transit | 2.5259 | 3.1443 | 3.321 | 3.6178 | 3.8115 | 3.973 | 4.0986 | 4.2167 | 4.2709 | 4.3231 | 0 | 0 | 1.4127 | 0.94078 | 0.59718 | 0.24948
Maritime freight (Gtkm) | 2720.2361 | 3031.8665 | 3440.4464 | 3491.8271 | 3718.3058 | 4035.8073 | 4267.3154 | 4562.5123 | 4869.4477 | 5179.2406 | 0 | 0 | 1.4225 | 1.4583 | 1.2342 | 1.2759
Inland navigation | 42.4186 | 46.562 | 49.9687 | 52.8853 | 55.7064 | 58.4218 | 59.9998 | 62.3578 | 63.7521 | 65.0717 | 0 | 0 | 1.2816 | 1.0006 | 0.65414 | 0.42691
International maritime (bunkers) | 2677.8175 | 2985.3045 | 3390.4777 | 3438.9418 | 3662.5994 | 3977.3856 | 4207.3156 | 4500.1545 | 4805.6956 | 5114.1689 | 0 | 0 | 1.4247 | 1.4652 | 1.2425 | 1.2872
Marine bunkers
Bunker fuels (ktoe) | 16803 | 13754.1 | 15389.4724 | 15377.6009 | 16066.8723 | 17159.1535 | 17915.6547 | 18966.6172 | 20121.166 | 21319.3684 | 0 | 0 | 1.122 | 1.1022 | 1.0065 | 1.1762
CO2 emissions (kt CO2) | 54080.2801 | 44281.6144 | 49369.0464 | 49087.4406 | 51080.278 | 54474.5537 | 56452.107 | 59410.5505 | 62666.7038 | 66228.5851 | 0 | 0 | 1.0357 | 1.0467 | 0.87115 | 1.0923
| 0 | 0 | 0 | 0 | 0 | 0 | 0 | 0 | 0 | 0 | 0 | 0 | 0 | 0 | 0 | 0
Total stock per category and per fuel (in thousand vehicles) | 8107.794 | 8751.242 | 9568.4223 | 9738.5748 | 9759.3732 | 10009.7066 | 10397.8229 | 10570.0578 | 10639.7954 | 10729.203 | 0 | 0 | 1.0747 | 0.27498 | 0.54619 | 0.14955
Light duty vehicles (passenger cars, vans) | 7955.6509 | 8591.8393 | 9397.5269 | 9552.6894 | 9562.594 | 9804.4818 | 10186.0894 | 10352.0433 | 10416.2418 | 10501.0938 | 0 | 0 | 1.0657 | 0.26051 | 0.54492 | 0.14306
Diesel Conventional | 1903.1815 | 2126.1074 | 2418.2651 | 2376.8103 | 2291.374 | 2120.4839 | 1901.6374 | 1774.9268 | 1660.3098 | 1550.3682 | 0 | 0 | 1.1209 | -1.1347 | -1.7631 | -1.3436
Diesel Hybrid | 0 | 1.2661 | 17.6218 | 166.5382 | 350.8084 | 500.9923 | 585.5833 | 664.3264 | 735.1331 | 784.0488 | 0 | 0 | 62.8942 | 11.6431 | 2.862 | 1.6708
Diesel plug-in hybrid | 0 | 0 | 2.4297 | 43.4178 | 73.0494 | 111.7993 | 149.8342 | 205.4166 | 278.3598 | 341.5389 | 0 | 0 | 0 | 9.9201 | 6.2722 | 5.2157
Gasoline Conventional | 5639.0409 | 6095.8292 | 6442.6906 | 5938.8772 | 5080.7402 | 4630.216 | 4436.5876 | 3885.8937 | 3420.588 | 3101.4445 | 0 | 0 | -0.26051 | -2.4584 | -1.7372 | -2.2296
Gasoline Hybrid | 1.0253 | 8.2918 | 142.8023 | 383.1923 | 925.7552 | 1429.3146 | 1992.7892 | 2495.9479 | 2777.4368 | 2938.7158 | 0 | 0 | 46.7158 | 14.0699 | 5.7331 | 1.6464
Gasoline plug-in hybrid | 0 | 0 | 1.3787 | 87.586 | 156.8759 | 223.6268 | 260.3851 | 299.6678 | 343.5096 | 368.5792 | 0 | 0 | 0 | 9.8269 | 2.9702 | 2.0914
LPG | 411.3811 | 348.2078 | 342.661 | 421.4403 | 463.7095 | 442.7619 | 408.2934 | 393.8121 | 391.8188 | 388.8715 | 0 | 0 | 1.9271 | 0.49476 | -1.1647 | -0.12617
CNG | 1.0221 | 9.3469 | 20.9889 | 68.615 | 89.4917 | 95.6285 | 80.1298 | 75.2359 | 73.9335 | 72.4802 | 0 | 0 | 22.0605 | 3.3753 | -2.3699 | -0.37246
Electric | 0 | 0 | 0.5279 | 35.287 | 76.3507 | 160.6977 | 259.7303 | 357.8768 | 435.5818 | 510.5708 | 0 | 0 | 0 | 16.3696 | 8.3359 | 3.6173
Other | 0 | 2.7902 | 8.1609 | 30.9254 | 54.4392 | 88.9608 | 111.1192 | 198.9392 | 299.5707 | 444.4759 | 0 | 0 | 27.1946 | 11.1446 | 8.3808 | 8.3709
Heavy duty vehicles (heavy goods vehicles, buses and coaches) | 152.1431 | 159.4027 | 170.8955 | 185.8854 | 196.7792 | 205.2248 | 211.7335 | 218.0146 | 223.5537 | 228.1093 | 0 | 0 | 1.5488 | 0.99467 | 0.60639 | 0.45365
Diesel Conventional | 151.8962 | 159.1548 | 170.474 | 183.3835 | 188.2066 | 186.3115 | 181.1148 | 174.7907 | 170.4536 | 165.6976 | 0 | 0 | 1.4271 | 0.15852 | -0.63627 | -0.53283
Diesel Hybrid | 0 | 0.049326 | 0.31032 | 2.3402 | 7.6562 | 15.6681 | 24.3255 | 33.6621 | 40.9073 | 47.3535 | 0 | 0 | 47.1017 | 20.9417 | 7.9475 | 3.4716
LPG | 0.24698 | 0.19845 | 0.11023 | 0.037542 | 0.043461 | 0.07075 | 0.10093 | 0.12597 | 0.1531 | 0.17172 | 0 | 0 | -15.3382 | 6.5419 | 5.9385 | 3.1468
LNG | 0 | 0.00010696 | 0.00094127 | 0.12305 | 0.84212 | 3.0248 | 5.9431 | 9.0998 | 11.6599 | 14.4578 | 0 | 0 | 102.3422 | 37.7402 | 11.6434 | 4.7387
Electric | 0 | 0 | 7.3047e-06 | 0.00101 | 0.030372 | 0.14872 | 0.24757 | 0.33303 | 0.37437 | 0.42068 | 0 | 0 | 0 | 64.7415 | 8.3957 | 2.364
Other | 0 | 0 | 1.7167e-06 | 5.2748e-05 | 0.0003891 | 0.00097545 | 0.0016776 | 0.0029426 | 0.005345 | 0.0079305 | 0 | 0 | 0 | 33.8752 | 11.6742 | 10.4221
Passenger car specific CO2 emissions (gCO2/km) | 227.3841 | 218.6681 | 196.8145 | 166.4057 | 146.7171 | 135.7465 | 130.1833 | 122.5726 | 116.1709 | 109.4992 | 0 | 0 | -2.6943 | -2.0158 | -1.0157 | -1.1215
Source: PRIMES

## power generation
Netherlands:Reference scenario(REF2015f) | [15 empty] | POWER GENERATION SECTOR (1,2)
| 2000 | 2005 | 2010 | 2015 | 2020 | 2025 | 2030 | 2035 | 2040 | 2045 | 2050 | '00-'10 | '10-'20 | '20-'30 | '30-'40 | '40-'50
Annual % Change
Electricity consumption (in GWh) | 108526.7442 | 118490.6977 | 120894.186 | 117726.678 | 123420.816 | 128121.4623 | 130142.88 | 132271.0678 | 137425.6622 | 142693.6108 | 148926.4748 | 1.085 | 0.20706 | 0.53174 | 0.54599 | 0.80693
Final energy demand | 97768.6047 | 104489.5349 | 106847.6744 | 105048.507 | 110495.1655 | 114344.1548 | 116288.4897 | 118554.6141 | 123062.4227 | 127470.6911 | 132814.5215 | 0.89196 | 0.33624 | 0.51233 | 0.56778 | 0.76553
Industry (incl.electricity for process CCS) | 40776.7442 | 41579.0698 | 39062.7907 | 33180.3134 | 35096.6617 | 35846.2681 | 35544.4789 | 36056.024 | 37341.6435 | 38390.9036 | 39535.819 | -0.42849 | -1.0649 | 0.12687 | 0.49446 | 0.57261
Households | 21804.6512 | 24227.907 | 24698.8372 | 25496.1389 | 26018.3023 | 28289.4993 | 28426.0788 | 29400.0051 | 30661.2056 | 32271.2646 | 34024.2387 | 1.2541 | 0.5218 | 0.889 | 0.75978 | 1.0462
Tertiary | 33558.1395 | 37075.5814 | 41358.1395 | 44531.8232 | 46926.0791 | 47315.355 | 48859.7231 | 49088.0232 | 50554.7298 | 51874.8065 | 53923.3561 | 2.1119 | 1.2711 | 0.40461 | 0.34161 | 0.64716
Transport | 1629.0698 | 1606.9767 | 1727.907 | 1840.2314 | 2454.1224 | 2893.0324 | 3458.2089 | 4010.5618 | 4504.8439 | 4933.7164 | 5331.1078 | 0.59075 | 3.5709 | 3.4893 | 2.6793 | 1.6983
Energy branch | 6676.7442 | 9530.2326 | 9598.8372 | 8223.6532 | 8261.6306 | 8925.5744 | 8890.7434 | 8645.0368 | 9086.4167 | 9734.3033 | 10363.4826 | 3.6968 | -1.489 | 0.73659 | 0.21794 | 1.3238
Own consumption & pumping | 3601.1628 | 4047.6744 | 3794.186 | 4097.7731 | 4126.9723 | 4831.7054 | 4721.8208 | 4512.5791 | 4201.5816 | 4146.3396 | 3846.1012 | 0.5235 | 0.84429 | 1.3556 | -1.1605 | -0.88011
Refineries & other uses | 3075.5814 | 5482.5581 | 5804.6512 | 4125.8801 | 4134.6583 | 4093.869 | 4168.9226 | 4132.4576 | 4884.8351 | 5587.9637 | 6517.3814 | 6.5577 | -3.3356 | 0.082563 | 1.5974 | 2.9253
Transmission and distribution losses | 4081.3953 | 4472.093 | 4448.8372 | 4454.5178 | 4664.0199 | 4851.7331 | 4963.6469 | 5071.4169 | 5276.8227 | 5488.6164 | 5748.4707 | 0.86576 | 0.47347 | 0.62457 | 0.61371 | 0.85977
Electricity supply (in GWh) | 108526.7442 | 118490.6977 | 120894.186 | 117726.678 | 123420.816 | 128121.4623 | 130142.88 | 132271.0678 | 137425.6622 | 142693.6108 | 148926.4748 | 1.085 | 0.20706 | 0.53174 | 0.54599 | 0.80693
Net imports | 18911.6279 | 18290.6977 | 2775.5814 | 10139.7814 | 891.4717 | -7512.7216 | -6597.7118 | -8760.1189 | -8429.2407 | -7594.5514 | -7368.6396 | -17.4604 | -10.7362 | 0 | 2.4801 | -1.3357
Nuclear power plants production | 3925.5814 | 3996.5116 | 3968.6047 | 3906.8122 | 3907.4339 | 4046.6271 | 4046.6271 | 0 | 0 | 0 | 0 | 0.10906 | -0.15522 | 0.35064 | 0 | 0
Generation from hydro, wind, solar, tidal etc. | 979.0698 | 2188.3721 | 4156.9767 | 8398.141 | 32705.4087 | 32706.7677 | 32707.6882 | 32883.7771 | 33240.594 | 34333.1623 | 44874.4065 | 15.557 | 22.9091 | 0.00069695 | 0.16175 | 3.0464
Thermal power plants production (incl. biomass/waste) | 84710.4651 | 94015.1163 | 109993.0233 | 95281.9434 | 85916.5017 | 98880.7891 | 99986.2764 | 108147.4096 | 112614.3089 | 115954.9999 | 111420.7079 | 2.6462 | -2.4401 | 1.5281 | 1.1965 | -0.1065
of which in CHP power plants | 35042.7975 | 30662.9723 | 40851.8079 | 40642.7862 | 20818.2529 | 34200.2105 | 39734.6981 | 44587.1065 | 44910.8274 | 46666.3324 | 48964.3767 | 1.5456 | -6.519 | 6.6774 | 1.2321 | 0.86789
Distributed Steam/Heat consumption (in GWh) | 41361.6279 | 44175.5814 | 36231.3953 | 34096.0563 | 35192.0255 | 37003.4079 | 39293.13 | 39090.7053 | 40744.8096 | 40759.5928 | 40298.1382 | -1.3155 | -0.29064 | 1.1084 | 0.36345 | -0.11017
Final energy demand | 33643.0233 | 34660.4651 | 24484.8837 | 23694.7696 | 25084.6311 | 26854.1448 | 28597.7181 | 27938.4418 | 29035.9739 | 29438.5401 | 29377.3887 | -3.1275 | 0.24229 | 1.3193 | 0.1522 | 0.11697
Industry | 20586.0465 | 23603.4884 | 12888.3721 | 13561.8239 | 15252.6215 | 17166.6321 | 18942.5983 | 18506.6145 | 19896.6664 | 20074.2061 | 19981.0913 | -4.5749 | 1.6985 | 2.1903 | 0.4926 | 0.042351
Households | 1743.0233 | 1987.2093 | 3712.7907 | 3082.1705 | 2951.3896 | 3009.2628 | 3277.0683 | 3222.7132 | 3204.4224 | 3446.3938 | 3662.6787 | 7.8549 | -2.2689 | 1.0522 | -0.22392 | 1.3456
Tertiary | 11313.9535 | 9069.7674 | 7883.7209 | 7050.7752 | 6880.62 | 6678.2499 | 6378.0515 | 6209.1142 | 5934.8851 | 5917.9403 | 5733.6187 | -3.5479 | -1.3517 | -0.75559 | -0.71756 | -0.34441
Energy branch | 1259.3023 | 2397.6744 | 5623.2558 | 5920.0976 | 6274.7123 | 6836.2997 | 7820.7219 | 8773.1156 | 9743.2714 | 9720.4627 | 9696.1214 | 16.1411 | 1.1022 | 2.2269 | 2.2223 | -0.048498
Transmission and distribution losses | 6459.3023 | 7117.4419 | 6123.2558 | 4481.1891 | 3832.6821 | 3312.9634 | 2874.69 | 2379.1479 | 1965.5643 | 1600.5899 | 1224.628 | -0.53285 | -4.5772 | -2.8352 | -3.7303 | -4.6212
Distributed Steam/Heat supply (in GWh) | 41361.6279 | 44176.7442 | 36234.8837 | 34096.4168 | 35192.0255 | 37003.4079 | 39293.13 | 39090.7053 | 40744.8096 | 40759.5928 | 40298.1382 | -1.3146 | -0.2916 | 1.1084 | 0.36345 | -0.11017
CHP power plants production (A) | 37343.0233 | 39823.2558 | 31531.3953 | 30055.5472 | 31509.9559 | 33591.8348 | 36092.0765 | 36143.8167 | 38051.4261 | 38154.5652 | 37829.0951 | -1.6774 | -0.0068015 | 1.367 | 0.53005 | -0.058583
District Heating units production | 4018.6047 | 4353.4884 | 4703.4884 | 4040.8696 | 3682.0696 | 3411.5731 | 3201.0535 | 2946.8885 | 2693.3836 | 2605.0275 | 2469.0431 | 1.5861 | -2.4186 | -1.3902 | -1.712 | -0.86591
Gross Electricity generation by fuel type (in GWh) | 89631 | 100219 | 118140 | 107586.8966 | 122529.3443 | 135634.1839 | 136740.5917 | 141031.1867 | 145854.9029 | 150288.1622 | 156295.1145 | 2.8002 | 0.36547 | 1.1034 | 0.64735 | 0.69373
Nuclear energy | 3926 | 3997 | 3969 | 3906.8122 | 3907.4339 | 4046.6271 | 4046.6271 | 0 | 0 | 0 | 0 | 0.10899 | -0.15621 | 0.35064 | 0 | 0
Renewables | 4182 | 8872 | 12764 | 16741.4544 | 48564.5809 | 48736.9091 | 50314.4255 | 51384.2829 | 52384.2338 | 54328.4304 | 66567.4151 | 11.8048 | 14.2966 | 0.3546 | 0.40395 | 2.425
Hydro | 142 | 88 | 105 | 100.1149 | 103.7184 | 105.0774 | 105.0507 | 105.0376 | 105.0279 | 105.0123 | 105.0299 | -2.9736 | -0.12273 | 0.12772 | -0.002165 | 0.00018408
Wind | 829 | 2067 | 3993 | 7184.7375 | 27598.3612 | 27598.3612 | 27598.3612 | 27773.3752 | 28030.5237 | 28907.1221 | 39352.9695 | 17.0239 | 21.3273 | 0 | 0.1555 | 3.451
Solar, tidal etc. | 8 | 34 | 60 | 1113.2886 | 5003.3292 | 5003.3292 | 5004.2764 | 5005.3643 | 5105.0423 | 5321.0279 | 5416.4071 | 22.3224 | 55.6363 | 0.001893 | 0.19956 | 0.5938
Biomass & waste | 3203 | 6683 | 8606 | 8343.3134 | 15859.1722 | 16030.1413 | 17606.7373 | 18500.5058 | 19143.6398 | 19995.2682 | 21693.0085 | 10.3887 | 6.3036 | 1.0508 | 0.8404 | 1.258
Geothermal heat | 0 | 0 | 0 | 0 | 0 | 0 | 0 | 0 | 0 | 0 | 0 | 0 | 0 | 0 | 0 | 0
Fossil fuels | 81523 | 87350 | 101407 | 86938.63 | 70057.3295 | 82850.6477 | 82379.5391 | 89646.9038 | 93470.669 | 95959.7318 | 89727.6994 | 2.2066 | -3.6307 | 1.6334 | 1.2711 | -0.40785
Coal and lignite | 24276 | 23500 | 22588 | 29437.4484 | 23752.7413 | 24221.6805 | 20753.5009 | 18462.4805 | 15953.3522 | 7829.2965 | 2096.5641 | -0.7181 | 0.50406 | -1.3408 | -2.5962 | -18.367
Petroleum products | 2641 | 2262 | 1253 | 799.4991 | 0 | 56.8061 | 56.9497 | 500.5669 | 442.8009 | 223.5657 | 109.0054 | -7.185 | 0 | 0 | 22.7642 | -13.0791
Natural gas | 51772 | 58162 | 74356 | 55040.413 | 44490.5792 | 56306.5805 | 60206.7657 | 69519.3825 | 76188.3809 | 86862.3495 | 86637.638 | 3.6865 | -5.0062 | 3.0713 | 2.3822 | 1.2935
Coke & blast-furnace gasses | 2834 | 3426 | 3210 | 1661.2695 | 1814.009 | 2265.5806 | 1362.3228 | 1164.474 | 886.1351 | 1044.5201 | 884.4918 | 1.2536 | -5.5475 | -2.8229 | -4.2096 | -0.01856
Other fuels (hydrogen, methanol)(D) | 0 | 0 | 0 | 0 | 0 | 0 | 0 | 0 | 0 | 0 | 0 | 0 | 0 | 0 | 0 | 0
Gross Electricity generation by fuel type (in %) | 100 | 100 | 100 | 100 | 100 | 100 | 100 | 100 | 100 | 100 | 100
Nuclear energy | 4.3802 | 3.9883 | 3.3596 | 3.6313 | 3.189 | 2.9835 | 2.9593 | 0 | 0 | 0 | 0
Renewables | 4.6658 | 8.8526 | 10.8041 | 15.5609 | 39.6351 | 35.9326 | 36.7955 | 36.4347 | 35.9153 | 36.1495 | 42.5908
Hydro | 0.15843 | 0.087808 | 0.088878 | 0.093055 | 0.084648 | 0.077471 | 0.076825 | 0.074478 | 0.072009 | 0.069874 | 0.0672
Wind | 0.9249 | 2.0625 | 3.3799 | 6.6781 | 22.5239 | 20.3476 | 20.183 | 19.6931 | 19.2181 | 19.2345 | 25.1786
Solar, tidal etc. | 0.0089255 | 0.033926 | 0.050787 | 1.0348 | 4.0834 | 3.6888 | 3.6597 | 3.5491 | 3.5001 | 3.5406 | 3.4655
Biomass & waste | 3.5735 | 6.6684 | 7.2846 | 7.755 | 12.9432 | 11.8187 | 12.876 | 13.118 | 13.1251 | 13.3046 | 13.8795
Geothermal heat | 0 | 0 | 0 | 0 | 0 | 0 | 0 | 0 | 0 | 0 | 0
Fossil fuels | 90.954 | 87.1591 | 85.8363 | 80.8078 | 57.176 | 61.0839 | 60.2451 | 63.5653 | 64.0847 | 63.8505 | 57.4092
Coal and lignite | 27.0844 | 23.4486 | 19.1197 | 27.3616 | 19.3853 | 17.8581 | 15.1773 | 13.0911 | 10.9378 | 5.2095 | 1.3414
Petroleum products | 2.9465 | 2.2571 | 1.0606 | 0.74312 | 0 | 0.041882 | 0.041648 | 0.35493 | 0.30359 | 0.14876 | 0.069743
Natural gas | 57.7613 | 58.0349 | 62.9389 | 51.159 | 36.3101 | 41.5136 | 44.0299 | 49.2936 | 52.2357 | 57.7972 | 55.4321
Coke & blast-furnace gasses | 3.1619 | 3.4185 | 2.7171 | 1.5441 | 1.4805 | 1.6704 | 0.99628 | 0.82569 | 0.60755 | 0.69501 | 0.56591
Other fuels (hydrogen, methanol)(D) | 0 | 0 | 0 | 0 | 0 | 0 | 0 | 0 | 0 | 0 | 0
Fuel input in thermal power plants (in ktoe) | 17515.6 | 19516.6 | 21243.8 | 18046.9809 | 16937.4218 | 19345.9505 | 19186.4071 | 19847.4345 | 19758.6579 | 19560.3117 | 18470.9775 | 1.9485 | -2.2399 | 1.2546 | 0.29433 | -0.67164
Solids | 4998.3 | 4958.3 | 4669.2 | 6489.9809 | 4843.5363 | 4898.1133 | 4141.024 | 3659.3855 | 3140.7441 | 1521.8519 | 427.2211 | -0.67879 | 0.36725 | -1.5548 | -2.727 | -18.0853
Hard coal | 4998.3 | 4958.3 | 4669.2 | 6489.9809 | 4843.5363 | 4898.1133 | 4141.024 | 3659.3855 | 3140.7441 | 1521.8519 | 427.2211 | -0.67879 | 0.36725 | -1.5548 | -2.727 | -18.0853
Lignite and other solid fuels | 0 | 0 | 0 | 0 | 0 | 0 | 0 | 0 | 0 | 0 | 0 | 0 | 0 | 0 | 0 | 0
Oil | 633.8 | 553 | 342.2 | 176.721 | 3.44e-05 | 19.5241 | 19.5735 | 107.3243 | 94.8868 | 51.2128 | 28.1834 | -5.9773 | -80.0369 | 276.2798 | 17.0992 | -11.4316
Diesel oil | 7.2 | 17.4 | 11.3 | 3.4299e-05 | 0 | 0 | 0 | 0 | 0 | 0 | 0 | 4.6103 | 0 | 0 | 0 | 0
Fuel oil and other liquid fuels | 626.6 | 535.6 | 330.9 | 176.7209 | 3.44e-05 | 19.5241 | 19.5735 | 107.3243 | 94.8868 | 51.2128 | 28.1834 | -6.1854 | -79.9698 | 276.2798 | 17.0992 | -11.4316
Gas | 10670.9 | 11953 | 13772.5 | 9488.6981 | 7647.6377 | 10018.2195 | 10160.9127 | 11105.2812 | 11338.2191 | 12703.3607 | 12537.0309 | 2.5844 | -5.7131 | 2.8823 | 1.1023 | 1.0101
Natural gas | 10114.4 | 11316.9 | 13165.2 | 8883.4703 | 7009.2006 | 9263.6765 | 9680.5163 | 10756.6538 | 11082.904 | 12447.9743 | 12320.5923 | 2.6712 | -6.109 | 3.2816 | 1.3621 | 1.0643
Other gas fuels | 556.5 | 636.1 | 607.3 | 605.2279 | 638.4371 | 754.5431 | 480.3964 | 348.6274 | 255.3151 | 255.3864 | 216.4387 | 0.87738 | 0.50125 | -2.8041 | -6.1255 | -1.6383
Biomass & waste | 1212.6 | 2052.3 | 2459.9 | 1891.5809 | 4446.2477 | 4410.0936 | 4864.897 | 4975.4434 | 5184.8078 | 5283.8864 | 5478.5421 | 7.3297 | 6.0981 | 0.90391 | 0.6389 | 0.55258
Geothermal heat | 0 | 0 | 0 | 0 | 0 | 0 | 0 | 0 | 0 | 0 | 0 | 0 | 0 | 0 | 0 | 0
Other fuels (hydrogen, methanol)(D) | 0 | 0 | 0 | 0 | 0 | 0 | 0 | 0 | 0 | 0 | 0 | 0 | 0 | 0 | 0 | 0
Fuel input in nuclear power plants (in ktoe) | 1012.7 | 1031 | 1023.8 | 955.6555 | 955.8076 | 989.856 | 989.856 | 0 | 0 | 0 | 0 | 0.10907 | -0.68484 | 0.35064 | 0 | 0
Fuel input in district heating units (in ktoe) | 398.1 | 435.5 | 498.8 | 365.7555 | 339.0201 | 317.5874 | 302.9509 | 282.248 | 260.0178 | 252.8332 | 236.9959 | 2.2806 | -3.7879 | -1.1186 | -1.5166 | -0.92279
Solids | 0 | 0 | 0 | 0 | 0 | 0 | 0 | 0 | 0 | 0 | 0 | 0 | 0 | 0 | 0 | 0
Oil | 0 | 0 | 0 | 0 | 0 | 0 | 0 | 0 | 0 | 0 | 0 | 0 | 0 | 0 | 0 | 0
Gas | 244.8 | 263.7 | 249.9 | 365.7555 | 298.1841 | 245.8735 | 147.4898 | 83.1446 | 47.3524 | 24.7605 | 7.8278 | 0.20641 | 1.7822 | -6.7975 | -10.7398 | -16.4725
Biomass & waste | 153.3 | 171.8 | 248.9 | 0 | 40.836 | 71.714 | 155.4612 | 199.1034 | 212.6654 | 228.0727 | 229.1681 | 4.9659 | -16.5355 | 14.3031 | 3.1828 | 0.75016
Electricity, Geothermal, Solar | 0 | 0 | 0 | 0 | 0 | 0 | 0 | 0 | 0 | 0 | 0 | 0 | 0 | 0 | 0 | 0
Other fuels (hydrogen, methanol) | 0 | 0 | 0 | 0 | 0 | 0 | 0 | 0 | 0 | 0 | 0 | 0 | 0 | 0 | 0 | 0
CO2 EMISSIONS (in kt CO2) | 51922.0461 | 55479.336 | 57665.5633 | 54307.8347 | 43012.5328 | 48402.709 | 42999.1399 | 42173.5764 | 39690.1132 | 35873.389 | 30571.1246 | 1.0547 | -2.8891 | -0.0031142 | -0.79758 | -2.5767
Thermal power plants | 51347.071 | 54859.9694 | 57078.6096 | 53448.7649 | 42312.1716 | 47825.2126 | 42652.7226 | 41978.29 | 39578.894 | 35815.2327 | 30552.7391 | 1.0638 | -2.9492 | 0.080195 | -0.74516 | -2.5552
District heating units | 574.9751 | 619.3665 | 586.9537 | 859.0698 | 700.3612 | 577.4964 | 346.4173 | 195.2864 | 111.2192 | 58.1563 | 18.3855 | 0.20641 | 1.7822 | -6.7975 | -10.7398 | -16.4725
(1) Information on installed power generation capacities and selected indicators for electricity production can be found in the second page of this report: "Summary energy balances and indicators (B)" (sheet "indicator")
(2) Due to statistical differences present in Eurostat data, the individual items shown for electricity consumption and supply in 2000 and 2005 do not always add up to the totals shown. In any case, the modelling, being calibrated to the individual supply and consumption items for 2000 and 2005, ensures consistency of consumption and supply numbers for the projection years.
Source: PRIMES

## pg-detail
Netherlands:Reference scenario(REF2015f) | [15 empty] | POWER GENERATION SECTOR - DETAILS
| 2000 | 2005 | 2010 | 2015 | 2020 | 2025 | 2030 | 2035 | 2040 | 2045 | 2050 | '00-'10 | '10-'20 | '20-'30 | '30-'40 | '40-'50
Annual % Change
Net Installed Power Capacity (in MWe) | 21047.6843 | 21727.5134 | 25071.6235 | 30865.5215 | 38329.1636 | 37205.6645 | 35295.22 | 35563.5532 | 36773.3009 | 38363.7171 | 42700.6709 | 1.7649 | 4.3361 | -0.82124 | 0.41109 | 1.5056
Nuclear energy | 485 | 485 | 485 | 485 | 485 | 485 | 485 | 0 | 0 | 0 | 0 | 0 | 0 | 0 | 0 | 0
Renewable energy | 497 | 1312 | 2362 | 4706.38 | 15718.5118 | 15718.5118 | 15718.5118 | 15718.5118 | 15787.8068 | 16208.7364 | 18713.896 | 16.8671 | 20.8685 | 0 | 0.043998 | 1.7148
Hydro (pumping excluded) | 37 | 37 | 37 | 37 | 37 | 37 | 37 | 37 | 37 | 37 | 37 | 0 | 0 | 0 | 0 | 0
Lakes | 37 | 37 | 37 | 37 | 37 | 37 | 37 | 37 | 37 | 37 | 37 | 0 | 0 | 0 | 0 | 0
Run of river | 0 | 0 | 0 | 0 | 0 | 0 | 0 | 0 | 0 | 0 | 0 | 0 | 0 | 0 | 0 | 0
Wind power | 447 | 1224 | 2237 | 3431 | 10095.8374 | 10095.8374 | 10095.8374 | 10095.8374 | 10095.1323 | 10408.0619 | 12806.2215 | 17.4724 | 16.2646 | 0 | -0.00069841 | 2.4073
Wind on-shore | 447 | 1224 | 2009 | 3004 | 7674.1874 | 7674.1874 | 7674.1874 | 7674.1874 | 7673.4823 | 7986.4119 | 10384.5715 | 16.2164 | 14.3419 | 0 | -0.00091881 | 3.0717
Wind off-shore | 0 | 0 | 228 | 427 | 2421.65 | 2421.65 | 2421.65 | 2421.65 | 2421.65 | 2421.65 | 2421.65 | 0 | 26.6536 | 0 | 0 | 0
Solar | 13 | 51 | 88 | 1238.38 | 5585.6745 | 5585.6745 | 5585.6745 | 5585.6745 | 5655.6745 | 5763.6745 | 5870.6745 | 21.0748 | 51.4465 | 0 | 0.12462 | 0.3738
Other renewables (tidal etc.) | 0 | 0 | 0 | 0 | 0 | 0 | 0 | 0 | 0 | 0 | 0 | 0 | 0 | 0 | 0 | 0
Thermal power | 20065.6843 | 19930.5134 | 22224.6235 | 25674.1415 | 22125.6518 | 21002.1526 | 19091.7082 | 19845.0414 | 20985.4942 | 22154.9808 | 23986.7749 | 1.0271 | -0.044622 | -1.464 | 0.95026 | 1.3457
Solids fired | 4393.94 | 4393.94 | 4393.94 | 6975.44 | 5388.44 | 5054.24 | 4428.64 | 4036.72 | 3484.72 | 3485.1261 | 3496.3483 | 0 | 2.0613 | -1.9425 | -2.3685 | 0.033319
Oil fired | 490.3766 | 217.6854 | 217.6854 | 204.1004 | 77.0004 | 76.9792 | 65.7627 | 59.6067 | 60.8576 | 44.0038 | 57.7454 | -7.8002 | -9.8706 | -1.5652 | -0.77217 | -0.52356
Gas fired | 14667.3612 | 14529.147 | 16575.3475 | 17356.29 | 14406.3776 | 13613.7938 | 12288.6896 | 13414.0488 | 15005.392 | 16103.5479 | 17788.2957 | 1.2304 | -1.3927 | -1.5773 | 2.0174 | 1.7159
Natural gas | 13630.9112 | 13613.347 | 15659.5475 | 16876.54 | 13926.6276 | 13134.0438 | 11852.6125 | 13204.1882 | 14795.5315 | 15986.8144 | 17700.3673 | 1.3971 | -1.1659 | -1.5996 | 2.2425 | 1.8088
Derived gasses | 1036.45 | 915.8 | 915.8 | 479.75 | 479.75 | 479.75 | 436.0771 | 209.8606 | 209.8606 | 116.7335 | 87.9283 | -1.23 | -6.2608 | -0.94992 | -7.0527 | -8.3316
Biomass-waste fired | 514.0065 | 789.5411 | 1037.4505 | 1138.111 | 2253.6337 | 2256.9396 | 2308.4159 | 2334.4659 | 2434.3246 | 2522.303 | 2644.3856 | 7.2753 | 8.0666 | 0.24046 | 0.53249 | 0.83113
Hydrogen plants | 0 | 0.2 | 0.2 | 0.2 | 0.2 | 0.2 | 0.2 | 0.2 | 0.2 | 0 | 0 | 0 | 0 | 0 | 0 | 0
Geothermal heat | 0 | 0 | 0 | 0 | 0 | 0 | 0 | 0 | 0 | 0 | 0 | 0 | 0 | 0 | 0 | 0
Net Power Capacity Investment (1) (in MWe - for five years period) |  | 1871.9748 | 4049.9615 | 9636.8105 | 12413.691 | 1605.3355 | 3011.4072 | 3351.4612 | 6956.9915 | 13687.7429 | 13095.885 | 0 | 11.8523 | -13.2066 | 8.734 | 6.5299
Nuclear energy |  | 0 | 0 | 485 | 0 | 0 | 0 | 0 | 0 | 0 | 0 | 0 | 0 | 0 | 0 | 0
Renewable energy |  | 815 | 1050 | 2394.38 | 11225.1318 | 147 | 38 | 814 | 2233.38 | 6640.9631 | 10759.0419 | 0 | 26.7361 | -43.3814 | 50.2858 | 17.0257
Hydro (pumping excluded) |  | 0 | 0 | 0 | 0 | 0 | 0 | 0 | 0 | 0 | 0 | 0 | 0 | 0 | 0 | 0
Lakes |  | 0 | 0 | 0 | 0 | 0 | 0 | 0 | 0 | 0 | 0 | 0 | 0 | 0 | 0 | 0
Run of river |  | 0 | 0 | 0 | 0 | 0 | 0 | 0 | 0 | 0 | 0 | 0 | 0 | 0 | 0 | 0
Wind power |  | 777 | 1013 | 1244 | 6864.8374 | 147 | 0 | 777 | 1013 | 2134.6687 | 10615.0419 | 0 | 21.0883 | 0 | 0 | 26.4827
Wind on-shore |  | 777 | 785 | 1045 | 4870.1874 | 147 | 0 | 777 | 785 | 1935.6687 | 8620.3919 | 0 | 20.0239 | 0 | 0 | 27.0766
Wind off-shore |  | 0 | 228 | 199 | 1994.65 | 0 | 0 | 0 | 228 | 199 | 1994.65 | 0 | 24.2205 | 0 | 0 | 24.2205
Solar |  | 38 | 37 | 1150.38 | 4360.2945 | 0 | 38 | 37 | 1220.38 | 4506.2945 | 144 | 0 | 61.1133 | -37.7661 | 41.4722 | -19.2418
Other renewables (tidal etc.) |  | 0 | 0 | 0 | 0 | 0 | 0 | 0 | 0 | 0 | 0 | 0 | 0 | 0 | 0 | 0
Thermal power |  | 1056.9748 | 2999.9615 | 6757.4305 | 1188.5592 | 1458.3355 | 2973.4072 | 2537.4612 | 4723.6115 | 7046.7797 | 2336.843 | 0 | -8.8429 | 9.6032 | 4.7374 | -6.7958
Solids fired |  | 0 | 0 | 3234.72 | 0 | 250 | 0 | 0 | 0 | 0.40611 | 11.2222 | 0 | 0 | 0 | 0 | 0
Oil fired |  | 0 | 0 | 0 | 0 | 0.031184 | 7.8822e-05 | 0 | 3.1224 | 40.8502 | 13.7415 | 0 | 0 | 0 | 188.2596 | 15.9725
Gas fired |  | 781.2402 | 2752.052 | 3422.05 | 12.0465 | 1204.9985 | 2901.9078 | 2421.0002 | 4489.5449 | 6625.035 | 1806.7683 | 0 | -41.9075 | 73.0543 | 4.4604 | -8.7002
Natural gas |  | 781.2402 | 2752.052 | 3422.05 | 12.0465 | 1204.9985 | 2808.7807 | 2304.2668 | 4489.5449 | 6625.035 | 1806.7683 | 0 | -41.9075 | 72.4908 | 4.8017 | -8.7002
Derived gasses |  | 0 | 0 | 0 | 0 | 0 | 93.1271 | 116.7335 | 0 | 0 | 0 | 0 | 0 | 0 | 0 | 0
Biomass-waste fired |  | 275.5346 | 247.9095 | 100.6605 | 1176.5127 | 3.3058 | 71.4993 | 116.461 | 230.9442 | 380.4884 | 505.111 | 0 | 16.8504 | -24.4263 | 12.4399 | 8.1404
Hydrogen plants |  | 0.2 | 0 | 0 | 0 | 0 | 0 | 0 | 0 | 0 | 0 | 0 | 0 | 0 | 0 | 0
Geothermal heat |  | 0 | 0 | 0 | 0 | 0 | 0 | 0 | 0 | 0 | 0 | 0 | 0 | 0 | 0 | 0
Gross Electricity generation by plant type (in GWh)(D) | 89631 | 100219 | 118140 | 107586.8966 | 122529.3443 | 135634.1839 | 136740.5917 | 141031.1867 | 145854.9029 | 150288.1622 | 156295.1145 | 2.8002 | 0.36547 | 1.1034 | 0.64735 | 0.69373
Nuclear energy | 3926 | 3997 | 3969 | 3906.8122 | 3907.4339 | 4046.6271 | 4046.6271 | 0 | 0 | 0 | 0 | 0.10899 | -0.15621 | 0.35064 | 0 | 0
Renewable energy | 979 | 2189 | 4158 | 8398.141 | 32705.4087 | 32706.7677 | 32707.6882 | 32883.7771 | 33240.594 | 34333.1623 | 44874.4065 | 15.5607 | 22.9061 | 0.00069695 | 0.16175 | 3.0464
Hydro (pumping excluded) | 142 | 88 | 105 | 100.1149 | 103.7184 | 105.0774 | 105.0507 | 105.0376 | 105.0279 | 105.0123 | 105.0299 | -2.9736 | -0.12273 | 0.12772 | -0.002165 | 0.00018408
Lakes | 142 | 88 | 105 | 100.1149 | 103.7184 | 105.0774 | 105.0507 | 105.0376 | 105.0279 | 105.0123 | 105.0299 | -2.9736 | -0.12273 | 0.12772 | -0.002165 | 0.00018408
Run of river | 0 | 0 | 0 | 0 | 0 | 0 | 0 | 0 | 0 | 0 | 0 | 0 | 0 | 0 | 0 | 0
Wind power | 829 | 2067 | 3993 | 7184.7375 | 27598.3612 | 27598.3612 | 27598.3612 | 27773.3752 | 28030.5237 | 28907.1221 | 39352.9695 | 17.0239 | 21.3273 | 0 | 0.1555 | 3.451
Wind on-shore | 829 | 2067 | 3088.9678 | 5718.0116 | 19129.3075 | 19129.3075 | 19129.3075 | 19304.3216 | 19462.357 | 20272.184 | 30256.6301 | 14.058 | 20.002 | 0 | 0.17276 | 4.5111
Wind off-shore | 0 | 0 | 904.0322 | 1466.7259 | 8469.0537 | 8469.0537 | 8469.0537 | 8469.0537 | 8568.1667 | 8634.938 | 9096.3394 | 0 | 25.0734 | 0 | 0.11642 | 0.59998
Solar | 8 | 34 | 60 | 1113.2886 | 5003.3292 | 5003.3292 | 5004.2764 | 5005.3643 | 5105.0423 | 5321.0279 | 5416.4071 | 22.3224 | 55.6363 | 0.001893 | 0.19956 | 0.5938
Other renewables (tidal etc.) | 0 | 0 | 0 | 0 | 0 | 0 | 0 | 0 | 0 | 0 | 0 | 0 | 0 | 0 | 0 | 0
Thermal power | 84726 | 94033 | 110013 | 95281.9434 | 85916.5017 | 98880.7891 | 99986.2764 | 108147.4096 | 112614.3089 | 115954.9999 | 111420.7079 | 2.6462 | -2.4419 | 1.5281 | 1.1965 | -0.1065
Solids fired | 24402.7758 | 23644.8002 | 22862.2848 | 31682.4183 | 23752.7413 | 24221.6805 | 21636.2634 | 19714.1966 | 17015.1332 | 8271.5553 | 2096.5641 | -0.64996 | 0.38282 | -0.92893 | -2.374 | -18.8913
Oil fired | 3137.3225 | 2916.4616 | 2158.5472 | 3.8784 | 0 | 56.8061 | 56.9497 | 56.9568 | 66.5041 | 66.8285 | 109.0054 | -3.6703 | 0 | 0 | 1.563 | 5.0655
Gas fired | 53970.2529 | 60747.6128 | 76275.8162 | 56701.6825 | 46304.5882 | 58572.1611 | 61569.0885 | 71463.6769 | 77952.912 | 89497.5889 | 90156.3763 | 3.5198 | -4.8686 | 2.8902 | 2.3875 | 1.465
Natural gas | 51136.2529 | 57321.6128 | 73065.8162 | 55040.413 | 44490.5792 | 56542.016 | 60222.344 | 70338.838 | 77066.7769 | 88937.175 | 89683.1158 | 3.6331 | -4.8398 | 3.074 | 2.497 | 1.5277
Derived gasses | 2834 | 3426 | 3210 | 1661.2695 | 1814.009 | 2030.1451 | 1346.7445 | 1124.8389 | 886.1351 | 560.4139 | 473.2605 | 1.2536 | -5.5475 | -2.9346 | -4.0994 | -6.0796
Biomass-waste fired | 3215.6488 | 6724.1254 | 8716.3518 | 6893.9643 | 15859.1722 | 16030.1413 | 16723.9748 | 16912.5793 | 17579.7596 | 18119.0273 | 19058.762 | 10.4858 | 6.1682 | 0.53236 | 0.5003 | 0.81106
Hydrogen plants | 0 | 0 | 0 | 0 | 0 | 0 | 0 | 0 | 0 | 0 | 0 | 0 | 0 | 0 | 0 | 0
Geothermal heat | 0 | 0 | 0 | 0 | 0 | 0 | 0 | 0 | 0 | 0 | 0 | 0 | 0 | 0 | 0 | 0
Net Electricity generation by plant type (in GWh)(D) | 86029 | 96171 | 114345 | 103489.1235 | 118407.7 | 130802.4785 | 132018.7709 | 136518.6075 | 141653.3213 | 146141.8226 | 152449.0133 | 2.8862 | 0.34975 | 1.094 | 0.70687 | 0.73718
Nuclear energy | 3697 | 3769 | 3752 | 3704.0911 | 3704.6806 | 3836.6512 | 3836.6512 | 0 | 0 | 0 | 0 | 0.14778 | -0.12684 | 0.35064 | 0 | 0
Renewable energy | 979 | 2189 | 4158 | 8398.141 | 32705.4087 | 32706.7677 | 32707.6882 | 32883.7771 | 33240.594 | 34333.1623 | 44874.4065 | 15.5607 | 22.9061 | 0.00069695 | 0.16175 | 3.0464
Hydro (pumping excluded) | 142 | 88 | 105 | 100.1149 | 103.7184 | 105.0774 | 105.0507 | 105.0376 | 105.0279 | 105.0123 | 105.0299 | -2.9736 | -0.12273 | 0.12772 | -0.002165 | 0.00018408
Lakes | 142 | 88 | 105 | 100.1149 | 103.7184 | 105.0774 | 105.0507 | 105.0376 | 105.0279 | 105.0123 | 105.0299 | -2.9736 | -0.12273 | 0.12772 | -0.002165 | 0.00018408
Run of river | 0 | 0 | 0 | 0 | 0 | 0 | 0 | 0 | 0 | 0 | 0 | 0 | 0 | 0 | 0 | 0
Wind power | 829 | 2067 | 3993 | 7184.7375 | 27598.3612 | 27598.3612 | 27598.3612 | 27773.3752 | 28030.5237 | 28907.1221 | 39352.9695 | 17.0239 | 21.3273 | 0 | 0.1555 | 3.451
Wind on-shore | 829 | 2067 | 3088.9678 | 5718.0116 | 19129.3075 | 19129.3075 | 19129.3075 | 19304.3216 | 19462.357 | 20272.184 | 30256.6301 | 14.058 | 20.002 | 0 | 0.17276 | 4.5111
Wind off-shore | 0 | 0 | 904.0322 | 1466.7259 | 8469.0537 | 8469.0537 | 8469.0537 | 8469.0537 | 8568.1667 | 8634.938 | 9096.3394 | 0 | 25.0734 | 0 | 0.11642 | 0.59998
Solar | 8 | 34 | 60 | 1113.2886 | 5003.3292 | 5003.3292 | 5004.2764 | 5005.3643 | 5105.0423 | 5321.0279 | 5416.4071 | 22.3224 | 55.6363 | 0.001893 | 0.19956 | 0.5938
Other renewables (tidal etc.) | 0 | 0 | 0 | 0 | 0 | 0 | 0 | 0 | 0 | 0 | 0 | 0 | 0 | 0 | 0 | 0
Thermal power | 81353 | 90213 | 106435 | 91386.8914 | 81997.6108 | 94259.0596 | 95474.4316 | 103634.8305 | 108412.7273 | 111808.6604 | 107574.6067 | 2.7238 | -2.5747 | 1.5333 | 1.279 | -0.077579
Solids fired | 23057.2193 | 22264.3777 | 21583.3996 | 29782.7937 | 22157.8779 | 22355.1687 | 19802.4432 | 18085.8336 | 15668.0736 | 7259.8988 | 1566.6609 | -0.65837 | 0.26303 | -1.1176 | -2.3146 | -20.5679
Oil fired | 3028.4273 | 2840.4653 | 2119.4441 | 3.8167 | 0 | 56.8012 | 56.9448 | 56.9519 | 66.0153 | 66.3348 | 106.3607 | -3.506 | 0 | 0 | 1.489 | 4.8851
Gas fired | 52185.9543 | 58776.0921 | 74530.3327 | 54940.4347 | 45002.7761 | 56906.4006 | 60023.2868 | 69749.4772 | 76325.8887 | 87661.8152 | 88254.177 | 3.6282 | -4.9197 | 2.922 | 2.4319 | 1.4627
Natural gas | 49474.7721 | 55464.3077 | 71393.9586 | 53300.611 | 43209.7277 | 54896.8802 | 58687.0839 | 68652.1251 | 75465.8319 | 87116.8127 | 87793.9312 | 3.7356 | -4.8975 | 3.1089 | 2.5465 | 1.5246
Derived gasses | 2711.1822 | 3311.7844 | 3136.3741 | 1639.8238 | 1793.0483 | 2009.5204 | 1336.2028 | 1097.3521 | 860.0568 | 545.0025 | 460.2458 | 1.4675 | -5.4381 | -2.898 | -4.3102 | -6.0609
Biomass-waste fired | 3081.3991 | 6332.0649 | 8201.8237 | 6659.8462 | 14836.9568 | 14940.6891 | 15591.7568 | 15742.5678 | 16352.7497 | 16820.6115 | 17647.4081 | 10.2849 | 6.1069 | 0.49745 | 0.47767 | 0.76484
Hydrogen plants | 0 | 0 | 0 | 0 | 0 | 0 | 0 | 0 | 0 | 0 | 0 | 0 | 0 | 0 | 0 | 0
Geothermal heat | 0 | 0 | 0 | 0 | 0 | 0 | 0 | 0 | 0 | 0 | 0 | 0 | 0 | 0 | 0 | 0
Net Steam Generation Capacity (2)
Installed capacity of CHP plants
Electric capacity (in MWe) | 7372.3097 | 7162 | 9300 | 8514.3705 | 2421.5636 | 4911.1359 | 5013.6614 | 5347.1637 | 5126.1876 | 5268.1732 | 5617.4909 | 2.35 | -12.59 | 7.5489 | 0.2222 | 0.91943
Steam capacity (in MWth) | 12703.8197 | 14764.8429 | 18562 | 16464.8138 | 5156.9698 | 11945.4036 | 10881.1244 | 10805.2368 | 9819.1496 | 9835.5581 | 10262.5021 | 3.865 | -12.0214 | 7.7526 | -1.0217 | 0.4426
Installed capacity of boilers (in MWth) | 2559.7556 | 3089.0759 | 3066.851 | 2949.065 | 2983.3823 | 2735.0519 | 2556.802 | 2206.9559 | 1896.0078 | 1953.2911 | 1490.6239 | 1.8238 | -0.27556 | -1.5312 | -2.9458 | -2.3769
District heating (in MWth) | 669.7674 | 725.5814 | 783.9147 | 790.7266 | 722.2065 | 639.0871 | 659.4206 | 603.4445 | 488.0076 | 517.3239 | 526.6127 | 1.5861 | -0.81654 | -0.90537 | -2.9654 | 0.76425
Industrial and refinery boilers (in MWth) | 1889.9881 | 2363.4945 | 2282.9363 | 2158.3384 | 2261.1758 | 2095.9648 | 1897.3813 | 1603.5113 | 1408.0003 | 1435.9672 | 964.0112 | 1.9069 | -0.095729 | -1.7388 | -2.939 | -3.7174
Total steam generation capacity (in MWth) | 15263.5753 | 17853.9188 | 21628.851 | 19413.8788 | 8140.3521 | 14680.4555 | 13437.9264 | 13012.1927 | 11715.1574 | 11788.8492 | 11753.1259 | 3.547 | -9.3097 | 5.1402 | -1.3626 | 0.032363
Net Steam Generation Investment (1,2) (in MWe - for five years period)
Capacity Expansion for CHP plants
Electric capacity (in MWe) |  | 135.0169 | 498.7224 | 107.7855 | 1180.534 | 1142.8953 | 885.0137 | 725.2874 | 402.4304 | 599.7291 | 731.414 | 0 | 8.9989 | -2.8401 | -7.5783 | 6.1567
Steam capacity (in MWth) |  | 278.3444 | 995.4071 | 934.7484 | 2539.053 | 1716.6508 | 1669.8439 | 1236.303 | 1038.6693 | 1209.0914 | 1105.5756 | 0 | 9.8164 | -4.104 | -4.6369 | 0.62621
Investment for boilers (in MWth) |  | 1041.2714 | 595.5903 | 1332.6587 | 605.0012 | 322.3535 | 392.434 | 223.3042 | 382.6779 | 87.5661 | 239.7617 | 0 | 0.1569 | -4.2363 | -0.25143 | -4.5679
District heating (in MWth) |  | 851.504 | 392.1407 | 469.3233 | 70.4962 | 55.8967 | 159.3498 | 83.0401 | 119.2247 | 29.3163 | 79.785 | 0 | -15.7689 | 8.4972 | -2.8592 | -3.9371
Industrial and refinery boilers (in MWth) |  | 189.7674 | 203.4496 | 863.3354 | 534.505 | 266.4567 | 233.0842 | 140.2641 | 263.4532 | 58.2497 | 159.9767 | 0 | 10.1411 | -7.9643 | 1.2323 | -4.8661
Total steam generation investment (in MWth) |  | 1319.6158 | 1590.9974 | 2267.4071 | 3144.0543 | 2039.0042 | 2062.278 | 1459.6072 | 1421.3472 | 1296.6575 | 1345.3373 | 0 | 7.0489 | -4.1293 | -3.6536 | -0.5481
Net electric efficiencies of thermal power plants (3)
Solid fuel plants | 0.3366 | 0.3366 | 0.3366 | 0.36892 | 0.3908 | 0.3935 | 0.39666 | 0.40062 | 0.40546 | 0.40546 | 0.40543 | 0 | 1.5041 | 0.14895 | 0.21987 | -0.00077482
Simple cycle gas and oil plants | 0.29709 | 0.29709 | 0.29709 | 0.29023 | 0.27985 | 0.3175 | 0.35539 | 0.39893 | 0.4295 | 0.44305 | 0.45211 | 0 | -0.5959 | 2.4185 | 1.912 | 0.51446
Gas turbine combined cycle gas plants | 0.49417 | 0.49722 | 0.50624 | 0.51655 | 0.51759 | 0.52152 | 0.53093 | 0.54457 | 0.57311 | 0.59438 | 0.59777 | 0.24162 | 0.22194 | 0.25479 | 0.76749 | 0.42205
Biomass & Waste plants | 0.33925 | 0.35529 | 0.35529 | 0.35529 | 0.35005 | 0.35008 | 0.35093 | 0.35376 | 0.35534 | 0.35788 | 0.36264 | 0.46293 | -0.14861 | 0.025171 | 0.12495 | 0.20354
(1) Including new power plants, premature replacement and retrofitting
(2) Electric capacity of CHP plants is also included in power capacity. Boilers capacity also includes industrial and refinery boilers capacity besides district heating
(3) Net electric efficiencies are averages for electricity only plants.
Source: PRIMES

## pg-costs
Netherlands:Reference scenario(REF2015f) | [15 empty] | ELECTRICITY AND STEAM GENERATION COSTS
| 2000 | 2005 | 2010 | 2015 | 2020 | 2025 | 2030 | 2035 | 2040 | 2045 | 2050 | '00-'10 | '10-'20 | '20-'30 | '30-'40 | '40-'50
Annual % Change
Total Cost of Electricity and Steam supply (1) (MEuro'13) | 8410.6557 | 9711.0332 | 11308.5447 | 11838.6448 | 14648.1329 | 16142.5243 | 17135.5967 | 17856.6542 | 17681.995 | 18684.1363 | 19580.6761 | 3.0049 | 2.6213 | 1.5808 | 0.31438 | 1.0252
Annual capital costs | 1053.9485 | 1144.2725 | 1394.704 | 2477.665 | 3932.2506 | 3771.5585 | 3598.7525 | 3216.399 | 2261.9348 | 2137.4107 | 2849.9319 | 2.841 | 10.9215 | -0.88233 | -4.5375 | 2.3376
Fixed operating costs | 581.1301 | 681.2532 | 836.2129 | 1037.8366 | 1333.1738 | 1457.949 | 1570.9771 | 1683.4656 | 1765.0278 | 1758.3006 | 1444.0708 | 3.7061 | 4.7748 | 1.6549 | 1.1715 | -1.987
Variable operating costs | 199.3477 | 216.9616 | 248.2532 | 226.1736 | 228.9729 | 335.1522 | 334.7323 | 329.4629 | 312.1046 | 300.5131 | 290.817 | 2.2182 | -0.8052 | 3.8703 | -0.69749 | -0.70395
Fuel costs | 2911.9967 | 4088.476 | 5647.9261 | 3941.3599 | 4504.9201 | 5741.5313 | 6374.2626 | 7168.4344 | 7523.3886 | 8039.8937 | 7946.1332 | 6.8488 | -2.2358 | 3.5319 | 1.6713 | 0.54818
Taxes and subsidies | 178.8065 | 264.6525 | 251.7656 | 647.7485 | 840.8579 | 1339.1008 | 1647.1387 | 1915.0079 | 2099.4559 | 2513.1897 | 2658.0024 | 3.4812 | 12.8165 | 6.9549 | 2.4561 | 2.387
Other Costs (Transmission & distribution, net imports, etc.) | 3485.4262 | 3315.4175 | 2929.6828 | 3507.8612 | 3807.9576 | 3497.2325 | 3609.7335 | 3543.8845 | 3720.0834 | 3934.8285 | 4391.7207 | -1.722 | 2.6567 | -0.53316 | 0.30158 | 1.6736
Expenditures for Power Generation (incl. total CHP cost) | 4495.823 | 5767.0083 | 7726.2727 | 7810.4629 | 10293.0476 | 12130.3101 | 13074.5779 | 13915.5829 | 13615.7445 | 14402.499 | 14849.2474 | 5.5641 | 2.91 | 2.4208 | 0.40639 | 0.871
Annual capital costs | 1001.0692 | 1031.7984 | 1278.1276 | 2439.7891 | 3879.7373 | 3730.7593 | 3530.1832 | 3134.3447 | 2171.0029 | 2066.5575 | 2783.7702 | 2.4734 | 11.7436 | -0.93973 | -4.7453 | 2.5173
Fixed operating costs | 570.8127 | 664.4979 | 813.7569 | 1031.0415 | 1324.1629 | 1448.5288 | 1561.8223 | 1676.2498 | 1754.4895 | 1743.351 | 1435.5995 | 3.6096 | 4.9892 | 1.6644 | 1.17 | -1.986
Variable operating costs | 185.9514 | 201.4699 | 234.1101 | 221.5614 | 222.7346 | 328.2505 | 326.78 | 321.8711 | 304.7547 | 293.0167 | 283.1672 | 2.3298 | -0.49687 | 3.9075 | -0.69537 | -0.732
Fuel costs | 2576.5919 | 3637.3386 | 5180.4597 | 3508.1454 | 4056.8061 | 5325.6715 | 6038.7841 | 6889.743 | 7299.9066 | 7800.691 | 7702.3974 | 7.2339 | -2.4153 | 4.0583 | 1.9147 | 0.53814
Taxes and subsidies | 161.3979 | 231.9034 | 219.8185 | 609.9254 | 809.6067 | 1297.0999 | 1617.0083 | 1893.3744 | 2085.5908 | 2498.8828 | 2644.313 | 3.1375 | 13.9255 | 7.1627 | 2.5774 | 2.402
of which for Electricity only power plants Generation | 2262.1142 | 3278.1948 | 4700.6653 | 4325.2276 | 6505.0392 | 6927.555 | 7401.4234 | 8113.1573 | 8299.6673 | 9346.9279 | 9708.8958 | 7.5882 | 3.3021 | 1.2993 | 1.152 | 1.5806
Annual capital costs | 769.8449 | 838.5993 | 1094.0478 | 1622.9749 | 2930.0804 | 2773.142 | 2553.8925 | 2261.3152 | 1298.9276 | 1268.4012 | 2073.105 | 3.577 | 10.353 | -1.3647 | -6.5373 | 4.7861
Fixed operating costs | 471.7642 | 547.5999 | 671.4598 | 413.4691 | 863.5457 | 949.7343 | 1090.6812 | 1192.8824 | 1307.2848 | 1323.0446 | 966.6391 | 3.5928 | 2.5478 | 2.3626 | 1.828 | -2.9737
Variable operating costs | 162.2739 | 178.8677 | 214.8675 | 147.8602 | 171.0998 | 249.9082 | 236.9401 | 221.1007 | 202.1903 | 185.4928 | 170.048 | 2.8471 | -2.252 | 3.3092 | -1.5735 | -1.7164
Fuel costs | 791.4316 | 1624.9096 | 2602.5616 | 1882.8372 | 2110.0484 | 2356.6563 | 2721.2541 | 3343.335 | 4052.6353 | 4670.0876 | 4485.4102 | 12.6416 | -2.076 | 2.5765 | 4.0631 | 1.0198
Taxes and subsidies | 66.7995 | 88.2183 | 117.7285 | 258.0863 | 430.2649 | 598.1142 | 798.6554 | 1094.524 | 1438.6292 | 1899.9018 | 2013.6935 | 5.8305 | 13.8375 | 6.3806 | 6.0618 | 3.42
of which for CHP Generation | 2233.7088 | 2488.8135 | 3025.6075 | 3485.2353 | 3788.0085 | 5202.755 | 5673.1545 | 5802.4256 | 5316.0772 | 5055.5711 | 5140.3516 | 3.081 | 2.2727 | 4.1217 | -0.64799 | -0.33558
Annual capital costs | 231.2242 | 193.1991 | 184.0798 | 816.8143 | 949.657 | 957.6174 | 976.2908 | 873.0295 | 872.0753 | 798.1564 | 710.6652 | -2.2544 | 17.8301 | 0.27698 | -1.1225 | -2.0259
Fixed operating costs | 99.0485 | 116.898 | 142.297 | 617.5724 | 460.6172 | 498.7945 | 471.141 | 483.3674 | 447.2047 | 420.3064 | 468.9604 | 3.6895 | 12.4642 | 0.22616 | -0.52005 | 0.47615
Variable operating costs | 23.6775 | 22.6022 | 19.2426 | 73.7012 | 51.6348 | 78.3422 | 89.8398 | 100.7704 | 102.5643 | 107.5239 | 113.1193 | -2.0526 | 10.3743 | 5.6946 | 1.3334 | 0.98434
Fuel costs | 1785.1603 | 2012.4291 | 2577.8981 | 1625.3082 | 1946.7577 | 2969.0152 | 3317.53 | 3546.408 | 3247.2713 | 3130.6034 | 3216.9872 | 3.743 | -2.769 | 5.4752 | -0.21383 | -0.093654
Taxes and subsidies | 94.5984 | 143.6851 | 102.0899 | 351.8391 | 379.3419 | 698.9857 | 818.3529 | 798.8503 | 646.9616 | 598.981 | 630.6195 | 0.76505 | 14.0262 | 7.9919 | -2.3227 | -0.25552
Expenditures for Steam Boilers Generation (2) | 429.4065 | 628.6075 | 652.5891 | 520.3207 | 547.1276 | 514.9817 | 451.2853 | 397.1868 | 346.1672 | 346.8088 | 339.708 | 4.2743 | -1.7472 | -1.9074 | -2.6169 | -0.18818
Annual capital costs | 52.8793 | 112.4741 | 116.5764 | 37.8758 | 52.5132 | 40.7992 | 68.5693 | 82.0543 | 90.932 | 70.8532 | 66.1617 | 8.2262 | -7.6651 | 2.7037 | 2.8629 | -3.1301
Fixed operating costs | 10.3175 | 16.7552 | 22.456 | 6.7951 | 9.0109 | 9.4202 | 9.1548 | 7.2158 | 10.5383 | 14.9496 | 8.4713 | 8.0876 | -8.7267 | 0.15858 | 1.4173 | -2.1597
Variable operating costs | 13.3963 | 15.4917 | 14.1431 | 4.6122 | 6.2383 | 6.9017 | 7.9523 | 7.5918 | 7.3499 | 7.4965 | 7.6498 | 0.54394 | -7.8592 | 2.4573 | -0.78476 | 0.40074
Fuel costs | 335.4048 | 451.1373 | 467.4664 | 433.2145 | 448.114 | 415.8597 | 335.4785 | 278.6914 | 223.482 | 239.2027 | 243.7358 | 3.3756 | -0.42191 | -2.8534 | -3.9809 | 0.87131
Taxes and subsidies | 17.4086 | 32.7491 | 31.9472 | 37.8231 | 31.2512 | 42.0009 | 30.1303 | 21.6335 | 13.8651 | 14.3069 | 13.6894 | 6.2593 | -0.22003 | -0.36457 | -7.468 | -0.12743
Average production costs (1) (Euro'13 per MWhe+MWhth) | 45.0346 | 49.2286 | 58.7009 | 65.1251 | 73.5896 | 76.1235 | 81.0847 | 85.0031 | 82.5329 | 85.0681 | 86.3959 | 2.6857 | 2.2862 | 0.97462 | 0.17719 | 0.45848
Fixed costs (Capital & fixed operating costs) | 8.755 | 9.2542 | 11.5803 | 19.339 | 26.4526 | 24.6609 | 24.4629 | 23.3248 | 18.7964 | 17.737 | 18.9464 | 2.8363 | 8.6112 | -0.77891 | -2.6005 | 0.079568
Variable costs (Variable operating & fuel costs) | 17.617 | 23.1674 | 31.913 | 26.4892 | 28.0066 | 34.9707 | 39.5408 | 44.8083 | 46.3726 | 49.416 | 48.0718 | 6.1216 | -1.2973 | 3.5091 | 1.6065 | 0.36052
Other Costs (Transmission & distribution, net imports, etc.) | 18.6626 | 16.807 | 15.2075 | 19.297 | 19.1305 | 16.4919 | 17.0811 | 16.87 | 17.364 | 17.9151 | 19.3776 | -2.0265 | 2.3215 | -1.1267 | 0.1644 | 1.1033
in Power Generation (3) (Euro'13 per MWhe+MWhth) | 26.2297 | 32.1374 | 43.6127 | 46.317 | 55.1871 | 60.5024 | 64.9186 | 69.0572 | 65.7966 | 67.8384 | 67.7432 | 5.216 | 2.3817 | 1.6373 | 0.13443 | 0.29198
Fixed costs (Capital & fixed operating costs) | 9.1707 | 9.4528 | 11.8081 | 20.5825 | 27.9012 | 25.8328 | 25.2831 | 23.873 | 18.9695 | 17.9454 | 19.249 | 2.5599 | 8.9793 | -0.98048 | -2.8322 | 0.14638
Variable costs (Variable operating & fuel costs) | 17.059 | 22.6846 | 31.8046 | 25.7346 | 27.2859 | 34.6696 | 39.6355 | 45.1842 | 46.8271 | 49.8931 | 48.4942 | 6.4275 | -1.5207 | 3.8041 | 1.6813 | 0.35043
in Steam Boilers Generation (2) (Euro'13 per MWhth) | 27.9594 | 35.284 | 42.1282 | 39.5602 | 43.6312 | 44.5332 | 45.446 | 46.3865 | 47.3886 | 47.3033 | 45.6606 | 4.1848 | 0.35117 | 0.40837 | 0.41945 | -0.37078
Fixed costs (Capital & fixed operating costs) | 4.1149 | 7.2537 | 8.9753 | 3.3964 | 4.9063 | 4.3427 | 7.8271 | 10.4256 | 13.8908 | 11.7031 | 10.0315 | 8.1109 | -5.8608 | 4.7815 | 5.9041 | -3.2025
Variable costs (Variable operating & fuel costs) | 23.8446 | 28.0303 | 33.1529 | 36.1639 | 38.7249 | 40.1904 | 37.6189 | 35.9609 | 33.4978 | 35.6001 | 35.6291 | 3.3506 | 1.5657 | -0.28933 | -1.1536 | 0.61872
Investment expenditure (4) (in MEuro'13-for 5 years period) |  | 2530.2935 | 5909.4409 | 11891.6242 | 14527.1574 | 2136.1126 | 1607.8634 | 2106.513 | 3401.0537 | 3759.6305 | 7216.167 | 0 | 9.4116 | -19.7571 | 7.7796 | 7.8125
in Power plants (incl. CHP) |  | 2315.1457 | 5721.0479 | 11876.8428 | 14319.4274 | 1989.111 | 1349.7245 | 1979.4424 | 3315.4214 | 3720.8125 | 7110.7944 | 0 | 9.6087 | -21.0355 | 9.403 | 7.9289
Electricity only power plants |  | 2141.9852 | 5083.8614 | 9208.1875 | 11473.7615 | 664.864 | 269.9101 | 1142.2084 | 2987.4427 | 3106.1235 | 6401.1423 | 0 | 8.4804 | -31.2692 | 27.1768 | 7.9185
CHP power plants |  | 173.1605 | 637.1865 | 2668.6554 | 2845.6659 | 1324.247 | 1079.8144 | 837.234 | 327.9787 | 614.689 | 709.6521 | 0 | 16.1427 | -9.2354 | -11.2334 | 8.0239
by plant type
Nuclear |  | 0 | 0 | 582 | 0 | 0 | 0 | 0 | 0 | 0 | 0 | 0 | 0 | 0 | 0 | 0
Renewable energy |  | 1444.8688 | 2712.6631 | 2895.1788 | 11473.7615 | 29.4 | 1.5914 | 30.8503 | 148.8223 | 830.3269 | 5351.8334 | 0 | 15.513 | -58.8653 | 57.4301 | 43.0815
Hydro (pumping excluded) |  | 0 | 0 | 0 | 0 | 0 | 0 | 0 | 0 | 0 | 0 | 0 | 0 | 0 | 0 | 0
Wind |  | 1308.4201 | 2659.4522 | 1244 | 6704.8374 | 29.4 | 0 | 29.3007 | 44.273 | 574.8781 | 5275.4327 | 0 | 9.6881 | -100 | 0 | 61.2916
Solar |  | 136.4488 | 53.2109 | 1651.1788 | 4768.9241 | 0 | 1.5914 | 1.5496 | 104.5493 | 255.4488 | 76.4006 | 0 | 56.7624 | -55.0906 | 51.9683 | -3.088
Other renewables (tidal etc.) |  | 0 | 0 | 0 | 0 | 0 | 0 | 0 | 0 | 0 | 0 | 0 | 0 | 0 | 0 | 0
Thermal |  | 870.2768 | 3008.3848 | 8399.6641 | 2845.6659 | 1959.711 | 1348.1331 | 1948.5921 | 3166.5991 | 2890.4856 | 1758.961 | 0 | -0.55452 | -7.1985 | 8.9146 | -5.7099
Solids fired |  | 0 | 0 | 5473.7964 | 0 | 777.5 | 0 | 0 | 0 | 0.78466 | 21.6829 | 0 | 0 | 0 | 0 | 0
Oil fired |  | 0 | 0 | 0 | 0 | 0.028585 | 7.2252e-05 | 0 | 3.6037 | 8.1702 | 15.8597 | 0 | 0 | 0 | 194.978 | 15.9725
Gas fired |  | 653.8152 | 2310.97 | 2631.5012 | 12.6498 | 1177.6354 | 1233.8673 | 1775.5143 | 2907.4559 | 2643.7606 | 1384.3099 | 0 | -40.5942 | 58.0951 | 8.9493 | -7.1521
Biomass-waste fired |  | 216.4616 | 697.4148 | 294.3665 | 2833.0161 | 4.547 | 114.2657 | 173.0778 | 255.5395 | 237.7702 | 337.1085 | 0 | 15.0471 | -27.4618 | 8.3813 | 2.809
Hydrogen plants |  | 0 | 0 | 0 | 0 | 0 | 0 | 0 | 0 | 0 | 0 | 0 | 0 | 0 | 0 | 0
Geothermal heat |  | 0 | 0 | 0 | 0 | 0 | 0 | 0 | 0 | 0 | 0 | 0 | 0 | 0 | 0 | 0
in Steam Boilers (2) |  | 215.1478 | 188.3929 | 14.7814 | 207.73 | 147.0016 | 258.1389 | 127.0706 | 85.6323 | 38.818 | 105.3726 | 0 | 0.98188 | 2.1964 | -10.4474 | 2.0961
Average effective investment expenditure (5) (Euro'13 per KW) |  | 792.8001 | 1047.5951 | 998.9421 | 933.7572 | 586.1453 | 316.9025 | 437.8472 | 405.9341 | 250.903 | 499.6923 | 0 | -1.1438 | -10.2428 | 2.5069 | 2.0998
in Power plants (incl. CHP) |  | 1236.7398 | 1412.6179 | 1232.4454 | 1153.5189 | 1239.0625 | 448.2039 | 590.6207 | 476.5596 | 271.8354 | 542.9793 | 0 | -2.0059 | -9.0202 | 0.61533 | 1.3133
Electricity only power plants |  | 1233.182 | 1431.574 | 966.3305 | 1021.4191 | 1437.7297 | 126.9333 | 434.9325 | 455.7807 | 237.3258 | 517.7045 | 0 | -3.3195 | -18.8222 | 13.6366 | 1.2821
CHP power plants |  | 1282.5102 | 1277.6375 | 24758.9459 | 2410.4905 | 1158.6774 | 1220.1103 | 1154.3478 | 814.9947 | 1024.9445 | 970.2469 | 0 | 6.554 | -6.5823 | -3.9548 | 1.759
by plant type
Nuclear |  | 0 | 0 | 1200 | 0 | 0 | 0 | 0 | 0 | 0 | 0
Renewable energy |  | 1772.8452 | 2583.4887 | 1209.1559 | 1022.1494 | 200 | 41.88 | 37.8996 | 66.6355 | 125.0311 | 497.4266 | 0 | -8.8554 | -27.3477 | 4.7538 | 22.2651
Hydro (pumping excluded) |  | 0 | 0 | 0 | 0 | 0 | 0 | 0 | 0 | 0 | 0 | 0 | 0 | 0 | 0 | 0
Wind |  | 1683.9383 | 2625.323 | 1000 | 976.6928 | 200 | 0 | 37.7101 | 43.7049 | 269.3056 | 496.9771 | 0 | -9.4147 | -100 | 0 | 27.5207
Solar |  | 3590.7569 | 1438.1337 | 1435.3333 | 1093.7161 | 0 | 41.88 | 41.88 | 85.6695 | 56.6871 | 530.56 | 0 | -2.7005 | -27.8377 | 7.4192 | 20.0027
Other renewables (tidal etc.) |  | 0 | 0 | 0 | 0 | 0 | 0 | 0 | 0 | 0 | 0 | 0 | 0 | 0 | 0 | 0
Thermal |  | 823.3658 | 1002.8078 | 1243.0263 | 2394.2148 | 1343.7999 | 453.3967 | 767.9298 | 670.3767 | 410.1853 | 752.7082 | 0 | 9.0924 | -15.3296 | 3.9882 | 1.1651
Solids fired |  | 0 | 0 | 1692.201 | 0 | 3110 | 0 | 0 | 0 | 1932.1442 | 1932.1442 | 0 | 0 | 0 | 0 | 0
Oil fired |  | 0 | 0 | 0 | 0 | 916.6442 | 916.6442 | 0 | 1154.1442 | 200.003 | 1154.1437 | 0 | 0 | 0 | 2.3307 | -4.0559e-06
Gas fired |  | 836.894 | 839.7261 | 768.9839 | 1050.0879 | 977.292 | 425.1918 | 733.3805 | 647.6059 | 399.0561 | 766.1801 | 0 | 2.2607 | -8.6442 | 4.2972 | 1.6956
Biomass-waste fired |  | 785.606 | 2813.1835 | 2924.3499 | 2407.9774 | 1375.4584 | 1598.137 | 1486.1439 | 1106.4987 | 624.9079 | 667.3949 | 0 | -1.5433 | -4.0166 | -3.6096 | -4.9301
Hydrogen plants |  | 0 | 0 | 0 | 0 | 0 | 0 | 0 | 0 | 0 | 0 | 0 | 0 | 0 | 0 | 0
Geothermal heat |  | 0 | 0 | 0 | 0 | 0 | 0 | 0 | 0 | 0 | 0 | 0 | 0 | 0 | 0 | 0
in Steam Boilers (2) |  | 206.6203 | 316.313 | 11.0916 | 343.3546 | 456.026 | 657.7892 | 569.0473 | 223.7713 | 443.2991 | 439.4889 | 0 | 0.82369 | 6.7172 | -10.2216 | 6.9829
Decomposition of electricity generation costs and prices (6)
Total Electricity Sales (in GWh) |  | 109972.093 | 112652.3256 | 109174.387 | 114629.8238 | 125950.7454 | 127055.124 | 131447.1906 | 136376.4985 | 140653.2062 | 146700.5425 | 0 | 0.17417 | 1.0344 | 0.7105 | 0.73241
Average cost of electricity generation (Euro'13 per MWhe) |  | 52.4407 | 68.5851 | 71.5412 | 89.7938 | 96.31 | 102.9048 | 105.8644 | 99.8394 | 102.3972 | 101.2215 | 0 | 2.731 | 1.3722 | -0.30196 | 0.13758
Annual capital cost |  | 9.3824 | 11.3458 | 22.3476 | 33.8458 | 29.6208 | 27.7847 | 23.8449 | 15.9192 | 14.6926 | 18.9759 | 0 | 11.5494 | -1.954 | -5.4173 | 1.7719
Fixed O&M cost |  | 6.0424 | 7.2236 | 9.444 | 11.5516 | 11.5008 | 12.2925 | 12.7523 | 12.865 | 12.3947 | 9.7859 | 0 | 4.8067 | 0.62353 | 0.4563 | -2.6986
Variable non fuel cost (7) |  | 1.832 | 2.0782 | 2.0294 | 1.9431 | 2.6062 | 2.572 | 2.4487 | 2.2347 | 2.0833 | 1.9302 | 0 | -0.66987 | 2.8436 | -1.3959 | -1.4538
Fuel cost |  | 33.0751 | 45.9863 | 32.1334 | 35.3905 | 42.2838 | 47.5289 | 52.4145 | 53.5276 | 55.4605 | 52.5042 | 0 | -2.585 | 2.9928 | 1.1957 | -0.19285
Tax on fuels and ETS auction payments |  | 2.1087 | 1.9513 | 5.5867 | 7.0628 | 10.2985 | 12.7268 | 14.4041 | 15.2929 | 17.7663 | 18.0252 | 0 | 13.7274 | 6.0656 | 1.8537 | 1.6574
Additional supply costs (Euro'13 per MWhe) |  | 28.3026 | 24.4472 | 31.3046 | 32.3666 | 29.1144 | 29.5238 | 28.9694 | 28.8388 | 29.1602 | 30.5036 | 0 | 2.8459 | -0.91512 | -0.23446 | 0.56281
Transmission, distribution and sales costs |  | 21.7184 | 23.1612 | 25.7734 | 31.4253 | 29.1144 | 29.5238 | 28.9694 | 28.8388 | 29.1602 | 30.5036 | 0 | 3.0984 | -0.62225 | -0.23446 | 0.56281
Other costs |  | 6.5842 | 1.2861 | 5.5312 | 0.94131 | -9.0263e-16 | -1.029e-14 | 1.3406e-14 | -1.6672e-15 | -2.0611e-14 | -2.1893e-14 | 0 | -3.0725 | 0 | -16.6399 | 29.3688
Estimation of RES supporting costs passed on to consumers (8) |  | 0 | 0 | 8.8615 | 18.0508 | 11.4131 | 7.9795 | 3.3461 | 0 | 0 | 0
Average price of electricity (pre-tax) (Euro'13 per MWhe) |  | 103.7488 | 112.467 | 102.7096 | 118.6449 | 119.1701 | 127.8993 | 132.9288 | 135.0119 | 133.0368 | 132.0077 | 0 | 0.53618 | 0.75391 | 0.54267 | -0.22477
Excise tax and VAT on electricity (Euro'13 per MWhe) |  | 23.4585 | 14.3191 | 15.3751 | 16.4818 | 15.928 | 16.8892 | 17.256 | 17.3592 | 17.493 | 17.5047 | 0 | 1.4165 | 0.24447 | 0.2749 | 0.083468
Average price of electricity (after tax) (Euro'13 per MWhe) |  | 127.2073 | 126.7861 | 118.0847 | 135.1267 | 135.0981 | 144.7884 | 150.1848 | 152.3712 | 150.5298 | 149.5124 | 0 | 0.63915 | 0.693 | 0.51176 | -0.18922
| 0 | 0 | 0 | 0 | 0 | 0 | 0 | 0 | 0 | 0 | 0 | 0 | 0 | 0 | 0 | 0
(1)Total (and average) costs include all costs related to electricity and steam generation in power plants (including the costs of energy consumed for On Site CHP steam generation), in district heating plants as well as in industrial and refinery boilers; they also include costs for transmission, distribution and net electricity imports
(2) including steam generation in district heating plants as well as in industrial and refinery boilers
(3) including steam generation in CHP power plants
(4) including investment in electricity and steam generation power plants, district heating plants as well as in industrial and refinery boilers.
(5) all types investment included: extension of lifetime, refurbishment, new plants construction
(6) average costs and prices calculated with respect to total electricity sales
(7) includes costs for CO2 storage were applicable
(8) extra costs due to renewable recovery which are passed on to consumers
Source: PRIMES

## pg-indicators
Netherlands:Reference scenario(REF2015f) | [15 empty] | POWER GENERATION INDICATORS
| 2000 | 2005 | 2010 | 2015 | 2020 | 2025 | 2030 | 2035 | 2040 | 2045 | 2050 | '00-'10 | '10-'20 | '20-'30 | '30-'40 | '40-'50
Annual % Change
Capacity indicators
Demand side load factor (1) (%)
Electricity | 70.5679 | 70.5984 | 69.4913 | 69.3397 | 69.5723 | 69.7585 | 69.7054 | 69.8254 | 70.0203 | 69.9333 | 69.8912 | -0.15362 | 0.011651 | 0.019107 | 0.045092 | -0.018453
Steam | 77.6767 | 79.1068 | 78.9304 | 75.4269 | 76.155 | 76.392 | 76.4764 | 76.0752 | 76.229 | 76.3529 | 76.4866 | 0.16023 | -0.35731 | 0.042121 | -0.032396 | 0.033736
System Reserve margin (2) | 1.3159 | 1.3185 | 1.3524 | 1.48 | 1.33 | 1.23 | 1.12 | 1.12 | 1.12 | 1.12 | 1.12 | 0.27367 | -0.16652 | -1.7038 | 0 | 0
Utilisation rate (3) of electric capacities (%)
Net capacity | 46.6591 | 50.5278 | 52.0632 | 38.2752 | 35.2652 | 40.1331 | 42.6988 | 43.821 | 43.9734 | 43.486 | 40.7555 | 1.1019 | -3.8207 | 1.9311 | 0.29457 | -0.75707
Utilisation rate (3) of steam capacities (%) | 75.336 | 64.6374 | 41.3271 | 46.0375 | 113.0901 | 63.1835 | 67.3746 | 64.5268 | 70.7319 | 71.1682 | 72.0589 | -5.8277 | 10.5908 | -5.0473 | 0.48747 | 0.18605
Overall efficiency of net electricity production (4) (%) | 39.7501 | 39.8861 | 43.4635 | 45.121 | 49.1795 | 48.5948 | 49.3869 | 51.7767 | 53.8621 | 55.8265 | 58.7125 | 0.89709 | 1.2432 | 0.042084 | 0.8712 | 0.86599
Efficiency of net thermal electricity production (%) | 39.9436 | 39.7524 | 43.0874 | 43.549 | 41.6344 | 41.9017 | 42.7949 | 44.9055 | 47.1869 | 49.1584 | 50.0862 | 0.76051 | -0.34246 | 0.2753 | 0.98176 | 0.59808
Ratios for electricity and steam (%)
Net imports ratio (5) | 17.4258 | 15.4364 | 2.2959 | 8.613 | 0.7223 | -5.8637 | -5.0696 | -6.6229 | -6.1337 | -5.3223 | -4.9478 | -18.3463 | -10.9206 | 0 | 1.9236 | -2.1255
excluding self consumption | 18.0238 | 15.9824 | 2.3703 | 8.9236 | 0.74729 | -6.0935 | -5.2604 | -6.8568 | -6.3271 | -5.4816 | -5.079 | -18.3615 | -10.9017 | 0 | 1.8634 | -2.1733
Electricity losses ratio (6) | 3.7607 | 3.7742 | 3.6799 | 3.7838 | 3.779 | 3.7868 | 3.814 | 3.8341 | 3.8398 | 3.8464 | 3.8599 | -0.21692 | 0.26586 | 0.092341 | 0.067355 | 0.052415
excluding self consumption | 3.8898 | 3.9077 | 3.7992 | 3.9202 | 3.9097 | 3.9352 | 3.9576 | 3.9695 | 3.9609 | 3.9615 | 3.9623 | -0.23545 | 0.28715 | 0.12184 | 0.0082748 | 0.0035434
Self consumption ratio (7) | 4.0187 | 4.0392 | 3.2123 | 3.8088 | 3.3638 | 3.5623 | 3.4531 | 3.1997 | 2.8807 | 2.7589 | 2.4608 | -2.2148 | 0.46194 | 0.26242 | -1.7963 | -1.563
Shares in net electricity generation
Thermal generation (incl. biomass-waste, geothermal heat) | 94.5646 | 93.8048 | 93.0823 | 88.3058 | 69.2502 | 72.0621 | 72.3188 | 75.9126 | 76.5338 | 76.507 | 70.5643 | -0.15787 | -2.9143 | 0.43452 | 0.56809 | -0.8088
Carbon free generation | 9.0172 | 12.7794 | 14.0905 | 18.1295 | 43.2802 | 39.3602 | 39.4914 | 35.6188 | 35.0104 | 35.0028 | 41.0116 | 4.5648 | 11.8758 | -0.91192 | -1.1972 | 1.5947
Nuclear energy | 4.2974 | 3.9191 | 3.2813 | 3.5792 | 3.1287 | 2.9332 | 2.9061 | 0 | 0 | 0 | 0 | -2.6616 | -0.47492 | -0.73536 | -100 | 0
Hydro and Intermittent Renewables | 1.138 | 2.2762 | 3.6364 | 8.115 | 27.621 | 25.0047 | 24.775 | 24.0874 | 23.4662 | 23.493 | 29.4357 | 12.3189 | 22.4778 | -1.0815 | -0.5413 | 2.2924
Biomass-waste, geothermal heat | 3.5818 | 6.5842 | 7.1729 | 6.4353 | 12.5304 | 11.4223 | 11.8103 | 11.5314 | 11.5442 | 11.5098 | 11.5759 | 7.1912 | 5.737 | -0.59014 | -0.22759 | 0.027457
Electricity from CHP | 39.1674 | 30.6402 | 34.3181 | 38.0315 | 16.6847 | 25.0843 | 28.9577 | 31.4739 | 30.5268 | 30.7327 | 30.8894 | -1.313 | -6.9579 | 5.6683 | 0.52907 | 0.11815
Generation in new plants
Electricity | 0 | 11.1082 | 26.3017 | 73.9424 | 87.9723 | 89.2184 | 96.9005 | 99.424 | 101.7815 | 102.8088 | 102.4819 | 0 | 12.833 | 0.97132 | 0.49264 | 0.068598
Steam | 0 | 0.015211 | 0.030522 | 33.612 | 53.1537 | 64.9142 | 83.551 | 87.7868 | 91.345 | 100 | 100 | 0 | 110.9075 | 4.6265 | 0.89586 | 0.90937
CHP indicators
Net Electricity to steam capacity ratio | 0.58032 | 0.48507 | 0.50102 | 0.51713 | 0.46957 | 0.41113 | 0.46077 | 0.49487 | 0.52206 | 0.53563 | 0.54738 | -1.4586 | -0.64624 | -0.1891 | 1.2567 | 0.47473
Net Electricity to steam generation ratio | 0.39468 | 0.35384 | 0.62474 | 0.6042 | 0.29008 | 0.47081 | 0.55101 | 0.66115 | 0.66238 | 0.67882 | 0.70548 | 4.6996 | -7.3848 | 6.6261 | 1.8578 | 0.63239
Emissions (8)
CO2 emissions (in kt CO2) | 61032.7782 | 64433.4948 | 64260.442 | 65151.4473 | 54114.0167 | 55908.5704 | 49000.8109 | 46094.9148 | 42730.051 | 38590.0413 | 33398.2316 | 0.51666 | -1.7038 | -0.98765 | -1.36 | -2.4339
Thermal power plants | 57726.6574 | 60601.6765 | 61220.677 | 62046.2457 | 51487.6973 | 53520.675 | 47144.6687 | 44823.5556 | 41959.6595 | 37759.9982 | 32534.3875 | 0.58939 | -1.7165 | -0.87735 | -1.1584 | -2.512
of which for On Site CHP steam generation | 6379.5865 | 5741.7071 | 4142.0674 | 8597.4808 | 9175.5257 | 5695.4624 | 4491.9461 | 2845.2656 | 2380.7655 | 1944.7654 | 1981.6484 | -4.2271 | 8.2783 | -6.8934 | -6.1513 | -1.8182
District heating units | 574.9751 | 619.3665 | 586.9537 | 859.0698 | 700.3612 | 577.4964 | 346.4173 | 195.2864 | 111.2192 | 58.1563 | 18.3855 | 0.20641 | 1.7822 | -6.7975 | -10.7398 | -16.4725
Industrial boilers | 1713.4507 | 1724.9187 | 1696.6174 | 1676.0331 | 1505.5902 | 1456.8658 | 1275.3753 | 960.6892 | 659.1724 | 758.7191 | 822.8199 | -0.098679 | -1.1874 | -1.6458 | -6.387 | 2.2423
Refinery boilers | 1017.695 | 1487.533 | 756.1939 | 570.0987 | 420.3679 | 353.5332 | 234.3496 | 115.3836 | 0 | 13.1678 | 22.6387 | -2.9263 | -5.7026 | -5.6757 | -100 | 0
CO2 emissions captured (in kt CO2) | 0 | 0 | 0 | 0 | 0 | 1277.0706 | 1459.4009 | 1459.4009 | 1459.4009 | 1459.4009 | 1459.4009 | 0 | 0 | 0 | 0 | 0
Carbon intensity
Power generation (per MWhe+MWhth) | 0.33679 | 0.33771 | 0.34557 | 0.36794 | 0.27606 | 0.26695 | 0.23409 | 0.22244 | 0.20277 | 0.17786 | 0.14842 | 0.25777 | -2.221 | -1.6357 | -1.4261 | -3.0716
Thermal power plants (per MWhe+MWhth) | 0.34624 | 0.34931 | 0.36173 | 0.39639 | 0.34302 | 0.32645 | 0.28598 | 0.26582 | 0.24157 | 0.21217 | 0.18663 | 0.43857 | -0.52959 | -1.8023 | -1.6734 | -2.5472
District heating units (per MWhth) | 0.14308 | 0.14227 | 0.12479 | 0.2126 | 0.19021 | 0.16928 | 0.10822 | 0.066269 | 0.041293 | 0.022325 | 0.0074464 | -1.3582 | 4.3049 | -5.4835 | -9.185 | -15.7429
Industrial boilers (per MWhth) | 0.23424 | 0.23397 | 0.22372 | 0.24265 | 0.21953 | 0.22514 | 0.22716 | 0.1896 | 0.14294 | 0.16268 | 0.16954 | -0.45855 | -0.18907 | 0.34238 | -4.5265 | 1.7214
Refinery boilers (per MWhth) | 0.25286 | 0.24427 | 0.23606 | 0.25861 | 0.21024 | 0.21024 | 0.21024 | 0.21024 | 0 | 0.21024 | 0.19241 | -0.68529 | -1.1513 | 0 | -100 | 0
Emissions index (2000=1)
CO2 emissions | 1 | 1.0557 | 1.0529 | 1.0675 | 0.88664 | 0.91604 | 0.80286 | 0.75525 | 0.70012 | 0.63228 | 0.54722 | 0.51666 | -1.7038 | -0.98765 | -1.36 | -2.4339
SO2 emissions (9) | 1 | 0.75628 | 0.33277 | 0.50565 | 0.50551 | 0.42264 | 0.39233 | 0.30105 | 0.24365 | 0.20321 | 0.16396 | -10.4192 | 4.2697 | -2.5028 | -4.6521 | -3.8835
NOx emissions (9) | 1 | 0.75513 | 0.33911 | 0.36353 | 0.71891 | 0.79267 | 0.88995 | 1.0329 | 1.2465 | 1.3527 | 1.3897 | -10.2502 | 7.8037 | 2.1573 | 3.4266 | 1.0937
Other indicators
Electricity per capita (KWh per capita)
Production | 5649.98 | 6146.3212 | 7127.6065 | 6365.313 | 7141.4332 | 7798.9482 | 7782.1143 | 7983.9884 | 8265.7045 | 8570.4289 | 8992.1535 | 2.3504 | 0.019382 | 0.86285 | 0.60469 | 0.84593
Final demand | 6162.9421 | 6408.2284 | 6446.3195 | 6215.1308 | 6440.0397 | 6574.7743 | 6618.1541 | 6711.5557 | 6974.0379 | 7269.2252 | 7641.2405 | 0.45056 | -0.0097459 | 0.27319 | 0.52515 | 0.91784
Distributed steam per capita (KWh per capita)
Production | 2607.2717 | 2709.3112 | 2186.1181 | 2017.2937 | 2051.1128 | 2127.6912 | 2236.2316 | 2212.9838 | 2309.0383 | 2324.3826 | 2318.4796 | -1.7463 | -0.63542 | 0.86784 | 0.3209 | 0.040814
Final demand | 2200.1031 | 2272.8063 | 1816.6907 | 1752.1669 | 1827.7308 | 1937.1963 | 2072.6286 | 2078.2967 | 2197.6483 | 2233.1064 | 2248.0229 | -1.8967 | 0.060605 | 1.2654 | 0.58742 | 0.22689
Generation per unit of GDP (in MWh/MEuro'13)
Electricity | 166.9442 | 174.819 | 192.6263 | 173.4336 | 183.4784 | 192.1852 | 185.2163 | 180.3046 | 174.3945 | 167.3819 | 161.7643 | 1.4412 | -0.48537 | 0.094319 | -0.60023 | -0.74898
Distributed steam | 166.4978 | 152.8607 | 110.0824 | 111.524 | 107.4944 | 103.5811 | 98.3125 | 86.8549 | 81.2781 | 76.5908 | 71.6413 | -4.0531 | -0.23762 | -0.88889 | -1.8848 | -1.2541
(1) demand side load factor = demand/(peak load x 8760hours)
(2) Ratio of confirmed capacity to peak load, where confirmed capacity is calculated by applying capacity credit factors per technology; the capacity credit factors for variable RES are below average annual availability of the corresponding RES resource, in conformity with system reliability and security of supply principles.
(3) utilisation rate = generation/(installed capacity x 8760hours)
(4) including nuclear, hydro, wind, etc.
(5) ratio of imports to electricity supply (in %)
(6) ratio of electricity transmission and distribution losses to electricity supply (in %)
(7) ratio of own consumption to electricity supply (in %)
(8) For total electricity and steam generation, i.e. including On Site CHP steam generation as well as industrial and refinery boilers
(9) The SO2 and NOx indicators relate to gross emissions following electricity and steam production and may not include additional end of pipe technology beyond the requirements of current legislation.
Source: PRIMES

## Explanation
(A) The total output of heat/steam from CHP can be higher than quantities shown here because these only include distributed heat/steam produced by CHP following EUROSTAT convention, according to which fuel consumption corresponding to on site steam/heat produced from CHP is accounted for in the final demand statistics as consumption of individual fuels and not as steam/heat, even if the fuel is in reality used in industrial CHP.
(B) PRIMES does not report separately on industrial waste. In order to ensure a consistent breakdown of supply and demand quanties, industrial waste is shown as part of total waste and of renewables. Given that only biodegradable waste counts towards the renewables targets, the indicators on the share of RES in gross final energy demand have been adjusted to exclude industrial waste. RES indicators have been calculated on the basis of the methodology developed by EUROSTAT, i.e. taking into account normalised hydro and wind production, increased weight for renewable electricity in road transport and aviation cap for gross final energy demand.
(C) For calculation of the RES-E and total RES in gross final energy consumption ratios, energy losses corresponding to hydrogen production from RES, which is stored and later converted back into electricity are excluded from gross electricity consumption and gross final energy consumption.
(D) Power generation includes electricity produced using hydrogen that has been derived from RES for storage purposes; it includes therefore both all the direct production of electricity from RES, which is partly used for transformation into hydrogen for storage purposes, and the indirect production of RES based electricity from that hydrogen; total electricity generation and fuel share numbers are therefore different from those shown in other sheets following a different concept.
Disclaimer: Energy and transport statistics reported in this publication and used for the modelling are mainly based on EUROSTAT and on the publications “EU Energy in Figures” of the Directorate General for Energy and “EU Transport in Figures” of the Directorate General for Mobility and Transport. Energy and transport statistical concepts have developed differently in the past according to their individual purposes. Energy demand in transport reflects usually sales of fuels at the point of refuelling, which can differ from the region of consumption. These differences should be borne in mind when comparing energy and transport figures. This applies in particular to transport activity ratios, such as energy efficiency in freight or passenger transport, which are measured in tonnes of oil equivalent per million tonne-km and in tonnes of oil equivalent per million passenger-km, respectively. For modelling purposes, some assumptions had to be made for calculating air and maritime transport performance and allocating it by MS. The transport volumes (number of passengers and tonnes) and distance matrices have been used for this purpose. By assumption, 50% of the calculated transport performance is allocated to the origin country and 50% to the destination country. The same “50%-50%” principle allocation applies to the EFTA countries and the candidate countries. For the international extra-EU activity, where the corresponding partner is outside EU-28 and is not an EFTA or candidate country, 100% of transport performance is allocated to the declaring EU MS country. These assumptions are used only for modelling purposes and shall be considered as model estimates and not as official data.
Abbreviations
GIC: Gross Inland Consumption
CHP: combined heat and power
Geographical regions
EU27: EU15 Member States + NM12 Member States
EU15: EU15 Member States (Austria, Belgium, Denmark, Finland, France, Germany, Greece, Ireland, Italy, Luxembourg, The Netherlands, Portugal, Spain, Sweden, United Kingdom)
NM12: New Member States (Bulgaria, Cyprus, Czech Republic, Estonia, Hungary, Latvia, Lithuania, Malta, Poland, Romania, Slovakia, Slovenia)
Units
toe: tonne of oil equivalent, or 107 kilocalories, or 41.86 GJ (Gigajoule)
Mtoe: million toe
GW: Gigawatt or 109 watt
kWh: kilowatt-hour or 103 watt-hour
MWh: megawatt-hour or 106 watt-hour
TWh: Terawatt-hour or 1012 watt-hour
t: metric tonnes, or 1000 kilogrammes
Mt: Million metric tonnes
km: kilometre
pkm: passenger-kilometre (one passenger transported a distance of one kilometre)
tkm: tonne-kilometre (one tonne transported a distance of one kilometre)
Gpkm: Giga passenger-kilometre, or 109 passenger-kilometre
Gtkm: Giga tonne-kilometre, or 109 tonne-kilometre