## Cover
Slovak Republic:Reference scenario(REF2015f)
Detailed Analytical Results
Primes Ver. 4 Energy Model
E3M Lab
National Technical University of Athens
2016-07-14

## aggregate
Basic Results | [11 empty] | % change per annum
Slovak Republic:Reference scenario(REF2015f) | 2000 | 2005 | 2010 | 2015 | 2020 | 2025 | 2030 | 2035 | 2040 | 2045 | 2050 | 2000-2010 | 2010-2030 | 2030-2050
Total Primary Energy (Mtoe) | 18.3019 | 19.0291 | 17.8641 | 16.8669 | 18.3832 | 18.9423 | 19.3897 | 19.5611 | 19.7343 | 18.8096 | 18.8515 | -0.24182 | 0.41058 | -0.14063
GDP (in 000 M€13) | 43.1337 | 54.8038 | 68.8755 | 76.4932 | 89.0485 | 101.9694 | 116.6665 | 127.454 | 134.4986 | 138.8129 | 142.7004 | 4.7912 | 2.6701 | 1.0122
CO2 Emissions (Mt of CO2) | 38.6835 | 41.6236 | 38.6603 | 33.6466 | 33.862 | 32.631 | 28.4268 | 26.5847 | 24.3815 | 23.8548 | 21.934 | -0.0059965 | -1.5257 | -1.2881
Energy Intensity (toe/M€13) | 424.3065 | 347.2224 | 259.3678 | 220.5019 | 206.4403 | 185.7644 | 166.1973 | 153.476 | 146.7252 | 135.5034 | 132.1057 | -4.8029 | -2.2008 | -1.1413
Carbon Intensity of GDP (t of CO2/M€13) | 896.8284 | 759.5027 | 561.3069 | 439.8637 | 380.2646 | 320.0076 | 243.6583 | 208.5828 | 181.2772 | 171.8487 | 153.707 | -4.5779 | -4.0867 | -2.2773
Carbon/Energy (t of CO2/toe of GIC) | 2.1136 | 2.1874 | 2.1641 | 1.9948 | 1.842 | 1.7227 | 1.4661 | 1.3591 | 1.2355 | 1.2682 | 1.1635 | 0.2364 | -1.9283 | -1.1491
Indicators (1995 = 100) | [11 empty] | % change per annum
Slovak Republic:Reference scenario(REF2015f) | 2000 | 2005 | 2010 | 2015 | 2020 | 2025 | 2030 | 2035 | 2040 | 2045 | 2050 | 2000-2010 | 2010-2030 | 2030-2050
Total Primary Energy | 103.2926 | 107.3968 | 100.8217 | 95.1937 | 103.7514 | 106.9068 | 109.4317 | 110.3995 | 111.3771 | 106.1581 | 106.3947 | -0.24182 | 0.41058 | -0.14063
GDP | 118.205 | 150.1861 | 188.7488 | 209.6246 | 244.0315 | 279.4403 | 319.7169 | 349.2793 | 368.5846 | 380.4075 | 391.0609 | 4.7912 | 2.6701 | 1.0122
CO2 Emissions (1990=100) | 72.5451 | 78.0589 | 72.5017 | 63.0992 | 63.5031 | 61.1945 | 53.3102 | 49.8557 | 45.7239 | 44.7361 | 41.134 | -0.0059965 | -1.5257 | -1.2881
Energy Intensity | 87.3843 | 71.5091 | 53.4158 | 45.4115 | 42.5156 | 38.2575 | 34.2277 | 31.6078 | 30.2175 | 27.9064 | 27.2067 | -4.8029 | -2.2008 | -1.1413
Carbon/Energy | 85.7504 | 88.7418 | 87.7993 | 80.9306 | 74.7305 | 69.8883 | 59.479 | 55.1372 | 50.1239 | 51.4521 | 47.204 | 0.2364 | -1.9283 | -1.1491
Energy Intensity Indicators (2000 = 100) | [11 empty] | % change per annum
Slovak Republic:Reference scenario(REF2015f) | 2000 | 2005 | 2010 | 2015 | 2020 | 2025 | 2030 | 2035 | 2040 | 2045 | 2050 | 2000-2010 | 2010-2030 | 2030-2050
Industry | 100 | 60.5749 | 39.2913 | 37.215 | 33.9557 | 30.2806 | 26.2505 | 22.9759 | 20.6699 | 19.7179 | 19.0213 | -8.9186 | -1.9964 | -1.5977
Residential | 100 | 77.7865 | 59.3103 | 51.4647 | 44.1297 | 38.244 | 32.5213 | 29.0244 | 26.8044 | 25.4154 | 24.3856 | -5.0898 | -2.9597 | -1.4292
Tertiary | 100 | 71.5184 | 67.9051 | 54.3543 | 48.8636 | 41.9551 | 36.14 | 33.0247 | 31.1075 | 29.9424 | 28.7006 | -3.7966 | -3.1043 | -1.1458
Transport | 100 | 129.4247 | 113.3804 | 100.4447 | 90.9236 | 81.7017 | 73.8689 | 69.7223 | 66.6705 | 64.9439 | 62.8093 | 1.2637 | -2.1195 | -0.80767
Total Primary Energy (Mtoe) | [11 empty] | % change per annum
Slovak Republic:Reference scenario(REF2015f) | 2000 | 2005 | 2010 | 2015 | 2020 | 2025 | 2030 | 2035 | 2040 | 2045 | 2050 | 2000-2010 | 2010-2030 | 2030-2050
Solids | 4.2777 | 4.2307 | 3.8967 | 3.247 | 3.2943 | 2.9593 | 2.3588 | 2.0615 | 1.7223 | 1.3046 | 1.6953 | -0.92852 | -2.4787 | -1.638
Oil | 3.4149 | 3.7105 | 3.6924 | 3.3458 | 3.4397 | 3.5424 | 3.7021 | 3.7048 | 3.7108 | 3.6763 | 3.6209 | 0.78434 | 0.013059 | -0.11076
Natural gas | 5.7765 | 5.8836 | 5.0065 | 4.9393 | 4.8725 | 5.4028 | 4.7544 | 4.7175 | 4.6042 | 5.2651 | 4.9634 | -1.4204 | -0.25797 | 0.21534
Nuclear | 4.2547 | 4.6261 | 3.8191 | 3.5687 | 4.9526 | 5.3755 | 6.8869 | 7.2229 | 7.5345 | 5.695 | 5.695 | -1.0743 | 2.9919 | -0.94566
Electricity | -0.2318 | -0.2807 | 0.0895 | 0.21525 | -0.20317 | -0.22951 | -0.22301 | -0.20221 | -0.23907 | -0.21869 | -0.20463 | 0 | 0 | -0.42905
Renewables | 0.8099 | 0.8589 | 1.3599 | 1.5509 | 2.0272 | 1.8919 | 1.9105 | 2.0567 | 2.4016 | 3.0873 | 3.0816 | 5.3192 | 1.7143 | 2.4191
Total Primary Energy | 18.3019 | 19.0291 | 17.8641 | 16.8669 | 18.3832 | 18.9423 | 19.3897 | 19.5611 | 19.7343 | 18.8096 | 18.8515 | -0.24182 | 0.41058 | -0.14063
Total Primary Energy in % | [11 empty] | % difference
Slovak Republic:Reference scenario(REF2015f) | 2000 | 2005 | 2010 | 2015 | 2020 | 2025 | 2030 | 2035 | 2040 | 2045 | 2050 | 2000-2010 | 2010-2030 | 2030-2050
Solids | 23.373 | 22.2328 | 21.813 | 19.2508 | 17.9202 | 15.6225 | 12.1651 | 10.5386 | 8.7274 | 6.9358 | 8.9927 | -1.56 | -9.6479 | -3.1724
Oil | 18.6587 | 19.4991 | 20.6694 | 19.8364 | 18.711 | 18.701 | 19.0929 | 18.9395 | 18.8037 | 19.545 | 19.2075 | 2.0107 | -1.5765 | 0.11453
Natural gas | 31.5623 | 30.919 | 28.0255 | 29.284 | 26.5054 | 28.5223 | 24.5204 | 24.1167 | 23.3309 | 27.9914 | 26.3291 | -3.5368 | -3.505 | 1.8086
Nuclear | 23.2473 | 24.3107 | 21.3786 | 21.1581 | 26.941 | 28.3782 | 35.5184 | 36.9248 | 38.1798 | 30.277 | 30.2097 | -1.8687 | 14.1398 | -5.3087
Electricity | -1.2665 | -1.4751 | 0.501 | 1.2761 | -1.1052 | -1.2117 | -1.1501 | -1.0338 | -1.2114 | -1.1626 | -1.0855 | 1.7675 | -1.6511 | 0.064645
Renewables | 4.4252 | 4.5136 | 7.6125 | 9.1947 | 11.0274 | 9.9876 | 9.8532 | 10.5141 | 12.1696 | 16.4134 | 16.3465 | 3.1873 | 2.2407 | 6.4933
Primary Energy Supply (Mtoe) | [11 empty] | % change per annum
Slovak Republic:Reference scenario(REF2015f) | 2000 | 2005 | 2010 | 2015 | 2020 | 2025 | 2030 | 2035 | 2040 | 2045 | 2050 | 2000-2010 | 2010-2030 | 2030-2050
Production Oil&Gas | 0.2975 | 0.5092 | 0.4748 | 0.41738 | 0.36997 | 0.078354 | 0.08008 | 0.079676 | 0.077051 | 0.089176 | 0.08894 | 4.7858 | -8.5148 | 0.52607
Production Solids | 1.0182 | 0.6371 | 0.6134 | 0.59292 | 0.51188 | 0.44997 | 0.26354 | 0.2134 | 0.28152 | 0.20285 | 0.45712 | -4.9415 | -4.136 | 2.7919
Production RES | 0.8182 | 0.9119 | 1.4381 | 1.6128 | 2.1116 | 1.9708 | 1.9859 | 2.1295 | 2.4676 | 3.171 | 3.1496 | 5.8018 | 1.6269 | 2.3328
Production Nuclear | 4.2547 | 4.6261 | 3.8191 | 3.5687 | 4.9526 | 5.3755 | 6.8869 | 7.2229 | 7.5345 | 5.695 | 5.695 | -1.0743 | 2.9919 | -0.94566
Net Imports Oil&Gas | 8.7964 | 9.0091 | 8.269 | 7.8677 | 7.9423 | 8.8668 | 8.3764 | 8.3426 | 8.2379 | 8.8522 | 8.4954 | -0.61638 | 0.064548 | 0.070553
Net Imports Solids | 3.4321 | 3.739 | 2.9509 | 2.6541 | 2.7824 | 2.5093 | 2.0952 | 1.8481 | 1.4408 | 1.1018 | 1.2381 | -1.4993 | -1.6976 | -2.596
Net Imports Electricity | -0.2318 | -0.2807 | 0.0895 | 0.21525 | -0.20317 | -0.22951 | -0.22301 | -0.20221 | -0.23907 | -0.21869 | -0.20463 | 0 | 0 | -0.42905
Net Imports RES | 0 | -0.0394 | -0.0793 | -0.061994 | -0.084405 | -0.078882 | -0.075419 | -0.072837 | -0.066015 | -0.08373 | -0.068084 | 0 | -0.2506 | -0.51027
Primary Energy Supply | 18.3853 | 19.1123 | 17.5755 | 16.8669 | 18.3832 | 18.9423 | 19.3897 | 19.5611 | 19.7343 | 18.8096 | 18.8515 | -0.44944 | 0.49238 | -0.14063
Primary Energy Production | 6.3886 | 6.6843 | 6.3454 | 6.1919 | 7.9461 | 7.8746 | 9.2164 | 9.6455 | 10.3607 | 9.158 | 9.3907 | -0.067827 | 1.8838 | 0.093698
Primary Energy Supply in % | [11 empty] | % difference
Slovak Republic:Reference scenario(REF2015f) | 2000 | 2005 | 2010 | 2015 | 2020 | 2025 | 2030 | 2035 | 2040 | 2045 | 2050 | 2000-2010 | 2010-2030 | 2030-2050
Production Oil&Gas | 1.6181 | 2.6643 | 2.7015 | 2.4746 | 2.0125 | 0.41365 | 0.413 | 0.40732 | 0.39044 | 0.4741 | 0.47179 | 1.0833 | -2.2885 | 0.058789
Production Solids | 5.5381 | 3.3335 | 3.4901 | 3.5153 | 2.7845 | 2.3755 | 1.3592 | 1.091 | 1.4266 | 1.0784 | 2.4248 | -2.048 | -2.1309 | 1.0657
Production RES | 4.4503 | 4.7713 | 8.1824 | 9.5622 | 11.4866 | 10.404 | 10.2422 | 10.8864 | 12.5042 | 16.8585 | 16.7076 | 3.7321 | 2.0598 | 6.4655
Production Nuclear | 23.1419 | 24.2048 | 21.7297 | 21.1581 | 26.941 | 28.3782 | 35.5184 | 36.9248 | 38.1798 | 30.277 | 30.2097 | -1.4122 | 13.7887 | -5.3087
Net Imports Oil&Gas | 47.8447 | 47.1377 | 47.0484 | 46.6458 | 43.2039 | 46.8097 | 43.2004 | 42.6489 | 41.7442 | 47.0623 | 45.0648 | -0.7963 | -3.8481 | 1.8644
Net Imports Solids | 18.6676 | 19.5633 | 16.7898 | 15.7355 | 15.1357 | 13.247 | 10.8059 | 9.4477 | 7.3008 | 5.8574 | 6.5679 | -1.8778 | -5.9839 | -4.2381
Net Imports Electricity | -1.2608 | -1.4687 | 0.50923 | 1.2761 | -1.1052 | -1.2117 | -1.1501 | -1.0338 | -1.2114 | -1.1626 | -1.0855 | 1.77 | -1.6594 | 0.064645
Net Imports RES | 0 | -0.20615 | -0.4512 | -0.36755 | -0.45914 | -0.41643 | -0.38896 | -0.37236 | -0.33452 | -0.44515 | -0.36116 | -0.4512 | 0.062233 | 0.027806
Total Import Dependence | 65.5489 | 65.3105 | 62.8641 | 63.2899 | 56.7754 | 58.4286 | 52.4672 | 50.6905 | 47.499 | 51.3119 | 50.186 | -2.6849 | -10.3968 | -2.2812
Oil and gas import share in primary supply | 47.8447 | 47.1377 | 47.0484 | 46.6458 | 43.2039 | 46.8097 | 43.2004 | 42.6489 | 41.7442 | 47.0623 | 45.0648 | -0.7963 | -3.8481 | 1.8644
Total Final Energy by Sector (Mtoe) | [11 empty] | % change per annum
Slovak Republic:Reference scenario(REF2015f) | 2000 | 2005 | 2010 | 2015 | 2020 | 2025 | 2030 | 2035 | 2040 | 2045 | 2050 | 2000-2010 | 2010-2030 | 2030-2050
Heavy Industry | 3.6778 | 3.887 | 3.6374 | 3.6554 | 3.761 | 3.7248 | 3.592 | 3.3316 | 3.0553 | 2.9529 | 2.8879 | -0.11048 | -0.062729 | -1.0849
Other Industries | 0.85447 | 0.8261 | 0.7233 | 0.76465 | 0.8336 | 0.86959 | 0.91064 | 0.94115 | 0.94813 | 0.94813 | 0.93892 | -1.6527 | 1.1583 | 0.15305
Residential | 2.5862 | 2.5403 | 2.3119 | 2.1762 | 2.2074 | 2.2229 | 2.1942 | 2.17 | 2.1447 | 2.128 | 2.1278 | -1.1149 | -0.26098 | -0.1535
Tertiary | 2.4073 | 1.9162 | 2.2401 | 2.0381 | 2.1509 | 2.1287 | 2.1107 | 2.1157 | 2.1195 | 2.1178 | 2.0977 | -0.71727 | -0.297 | -0.03091
Transport | 1.4545 | 2.3918 | 2.6333 | 2.5909 | 2.7302 | 2.8093 | 2.9061 | 2.9966 | 3.0238 | 3.0399 | 3.0224 | 6.1155 | 0.49403 | 0.19639
Total Final Energy | 10.9803 | 11.5614 | 11.546 | 11.2252 | 11.6831 | 11.7552 | 11.7136 | 11.5549 | 11.2914 | 11.1868 | 11.0747 | 0.50363 | 0.072101 | -0.28005
Total Final Energy by Sector in % | [11 empty] | % difference
Slovak Republic:Reference scenario(REF2015f) | 2000 | 2005 | 2010 | 2015 | 2020 | 2025 | 2030 | 2035 | 2040 | 2045 | 2050 | 2000-2010 | 2010-2030 | 2030-2050
Heavy Industry | 33.4948 | 33.6205 | 31.5036 | 32.564 | 32.1916 | 31.6863 | 30.6654 | 28.8327 | 27.0588 | 26.3965 | 26.0769 | -1.9913 | -0.83814 | -4.5885
Other Industries | 7.7818 | 7.1453 | 6.2645 | 6.8119 | 7.1351 | 7.3975 | 7.7742 | 8.145 | 8.3969 | 8.4755 | 8.4781 | -1.5173 | 1.5097 | 0.70389
Residential | 23.5531 | 21.9723 | 20.0234 | 19.3865 | 18.894 | 18.9098 | 18.7318 | 18.7796 | 18.9937 | 19.0224 | 19.213 | -3.5297 | -1.2916 | 0.4812
Tertiary | 21.9238 | 16.5741 | 19.4015 | 18.1566 | 18.4102 | 18.1081 | 18.0194 | 18.3096 | 18.771 | 18.9311 | 18.9415 | -2.5223 | -1.3821 | 0.92207
Transport | 13.2465 | 20.6878 | 22.807 | 23.0809 | 23.3691 | 23.8983 | 24.8092 | 25.9331 | 26.7795 | 27.1745 | 27.2906 | 9.5606 | 2.0022 | 2.4814
Total Final Energy by Fuel (Mtoe) | [11 empty] | % change per annum
Slovak Republic:Reference scenario(REF2015f) | 2000 | 2005 | 2010 | 2015 | 2020 | 2025 | 2030 | 2035 | 2040 | 2045 | 2050 | 2000-2010 | 2010-2030 | 2030-2050
Solids | 1.7473 | 1.5723 | 1.6374 | 1.2941 | 1.2389 | 1.2304 | 1.1029 | 0.92148 | 0.67978 | 0.56524 | 0.49364 | -0.64752 | -1.9563 | -3.9399
Oil | 1.7029 | 2.184 | 2.3011 | 2.2303 | 2.2896 | 2.3264 | 2.4139 | 2.4658 | 2.4623 | 2.4291 | 2.4033 | 3.0563 | 0.23958 | -0.021975
Gas | 4.6982 | 4.5402 | 4.1193 | 4.0114 | 4.0837 | 3.9114 | 3.7218 | 3.5768 | 3.4637 | 3.4204 | 3.3446 | -1.3064 | -0.50606 | -0.53294
Electricity | 1.8927 | 1.9649 | 2.0752 | 2.2187 | 2.3326 | 2.5321 | 2.6746 | 2.7706 | 2.8387 | 2.8972 | 2.9422 | 0.92478 | 1.2767 | 0.47794
Steam Distrib.(A) | 0.619 | 0.9512 | 0.8514 | 0.7258 | 0.81582 | 0.82691 | 0.80735 | 0.79088 | 0.77753 | 0.75842 | 0.74702 | 3.2391 | -0.26527 | -0.3876
Renewables | 0.3202 | 0.3488 | 0.5616 | 0.74495 | 0.92258 | 0.92808 | 0.99306 | 1.0293 | 1.0693 | 1.1164 | 1.144 | 5.7793 | 2.891 | 0.71001
Total Final Energy | 10.9803 | 11.5614 | 11.546 | 11.2252 | 11.6831 | 11.7552 | 11.7136 | 11.5549 | 11.2914 | 11.1868 | 11.0747 | 0.50363 | 0.072101 | -0.28005
Total Final Energy by Fuel in % | [11 empty] | % difference
Slovak Republic:Reference scenario(REF2015f) | 2000 | 2005 | 2010 | 2015 | 2020 | 2025 | 2030 | 2035 | 2040 | 2045 | 2050 | 2000-2010 | 2010-2030 | 2030-2050
Solids | 15.913 | 13.5996 | 14.1815 | 11.5287 | 10.6039 | 10.4664 | 9.4158 | 7.9748 | 6.0203 | 5.0528 | 4.4573 | -1.7315 | -4.7658 | -4.9584
Oil | 15.5087 | 18.8904 | 19.9298 | 19.8685 | 19.5973 | 19.7901 | 20.6076 | 21.3398 | 21.8072 | 21.7138 | 21.7009 | 4.4212 | 0.6778 | 1.0933
Gas | 42.7875 | 39.2703 | 35.6773 | 35.7356 | 34.9537 | 33.2736 | 31.7734 | 30.9551 | 30.6754 | 30.5751 | 30.2001 | -7.1102 | -3.9038 | -1.5734
Electricity | 17.2372 | 16.9953 | 17.9733 | 19.7651 | 19.9654 | 21.5405 | 22.833 | 23.9777 | 25.1406 | 25.8988 | 26.5666 | 0.73609 | 4.8597 | 3.7336
Steam Distrib.(A) | 5.6374 | 8.2274 | 7.374 | 6.4658 | 6.9829 | 7.0344 | 6.8924 | 6.8445 | 6.8861 | 6.7796 | 6.7452 | 1.7366 | -0.48159 | -0.14716
Renewables | 2.9161 | 3.0169 | 4.864 | 6.6364 | 7.8967 | 7.895 | 8.4778 | 8.9081 | 9.4704 | 9.9799 | 10.3298 | 1.9479 | 3.6138 | 1.8521
Energy related CO2 Emissions (Mt) | [11 empty] | % change per annum
Slovak Republic:Reference scenario(REF2015f) | 2000 | 2005 | 2010 | 2015 | 2020 | 2025 | 2030 | 2035 | 2040 | 2045 | 2050 | 2000-2010 | 2010-2030 | 2030-2050
Power and Distr. Steam | 11.0565 | 11.1825 | 9.2369 | 6.3216 | 6.372 | 7.3734 | 4.2367 | 3.7248 | 3.2726 | 3.6985 | 2.5015 | -1.782 | -3.8222 | -2.6001
Energy Branch | 1.5948 | 3.4283 | 2.464 | 2.2196 | 2.2378 | 1.871 | 1.7934 | 1.6473 | 1.5211 | 1.4471 | 1.3906 | 4.4469 | -1.5759 | -1.2639
Industry | 13.3312 | 14.074 | 12.8045 | 12.0188 | 12.1056 | 10.4182 | 9.4839 | 8.3263 | 6.8291 | 6.1017 | 5.633 | -0.40228 | -1.4898 | -2.5712
Residential | 4.14 | 3.5629 | 3.3876 | 2.8389 | 2.6807 | 2.6898 | 2.6429 | 2.5721 | 2.5269 | 2.4854 | 2.4553 | -1.9856 | -1.2336 | -0.36743
Tertiary | 4.4613 | 2.7434 | 3.4763 | 3.1431 | 3.1293 | 2.7411 | 2.4885 | 2.3196 | 2.1986 | 2.0933 | 2.0042 | -2.4638 | -1.6577 | -1.0762
Transport | 4.0998 | 6.6325 | 7.2909 | 7.1046 | 7.3365 | 7.5375 | 7.7814 | 7.9947 | 8.0333 | 8.0289 | 7.9494 | 5.9258 | 0.32604 | 0.1069
Total energy related CO2 Emissions | 38.6835 | 41.6236 | 38.6603 | 33.6466 | 33.862 | 32.631 | 28.4268 | 26.5847 | 24.3815 | 23.8548 | 21.934 | -0.0059965 | -1.5257 | -1.2881
ETS excluding aviation | 0 | 26.0318 | 22.2868 | 18.4274 | 18.5488 | 17.672 | 13.6611 | 12.0002 | 10.1198 | 9.8246 | 8.176 | 0 | -2.4175 | -2.5341
Aviation | 0 | 0.11814 | 0.12445 | 0.1319 | 0.15872 | 0.1859 | 0.21407 | 0.2352 | 0.24926 | 0.25447 | 0.25965 | 0 | 2.7491 | 0.96986
non - ETS | 0 | 15.4737 | 16.2491 | 15.0873 | 15.1544 | 14.7731 | 14.5516 | 14.3493 | 14.0125 | 13.7757 | 13.4984 | 0 | -0.55016 | -0.37494
Energy related CO2 Emissions in % | [11 empty] | % difference
Slovak Republic:Reference scenario(REF2015f) | 2000 | 2005 | 2010 | 2015 | 2020 | 2025 | 2030 | 2035 | 2040 | 2045 | 2050 | 2000-2010 | 2010-2030 | 2030-2050
Power and Distr. Steam | 28.582 | 26.8658 | 23.8925 | 18.7881 | 18.8176 | 22.5963 | 14.9039 | 14.0109 | 13.4223 | 15.504 | 11.4046 | -4.6895 | -8.9886 | -3.4993
Energy Branch | 4.1226 | 8.2364 | 6.3736 | 6.5969 | 6.6085 | 5.7339 | 6.3089 | 6.1962 | 6.2388 | 6.0661 | 6.3399 | 2.251 | -0.064698 | 0.031031
Industry | 34.4621 | 33.8126 | 33.1205 | 35.7208 | 35.7498 | 31.9274 | 33.3626 | 31.3199 | 28.0092 | 25.5784 | 25.6814 | -1.3417 | 0.24213 | -7.6812
Residential | 10.7021 | 8.5597 | 8.7625 | 8.4374 | 7.9166 | 8.2431 | 9.2973 | 9.675 | 10.364 | 10.4189 | 11.1942 | -1.9396 | 0.53475 | 1.8969
Tertiary | 11.5328 | 6.591 | 8.992 | 9.3416 | 9.2414 | 8.4002 | 8.7539 | 8.7255 | 9.0175 | 8.7754 | 9.1375 | -2.5408 | -0.23806 | 0.38354
Transport | 10.5984 | 15.9345 | 18.859 | 21.1154 | 21.666 | 23.0991 | 27.3734 | 30.0725 | 32.9481 | 33.6572 | 36.2425 | 8.2606 | 8.5145 | 8.8691
ETS excluding aviation | 0 | 62.5408 | 57.6478 | 54.7676 | 54.7778 | 54.157 | 48.0573 | 45.1394 | 41.5058 | 41.185 | 37.2754 | 57.6478 | -9.5905 | -10.7818
Aviation | 0 | 0.28383 | 0.32191 | 0.39202 | 0.46872 | 0.56971 | 0.75307 | 0.88471 | 1.0223 | 1.0667 | 1.1838 | 0.32191 | 0.43116 | 0.43073
non - ETS | 0 | 37.1753 | 42.0303 | 44.8403 | 44.7535 | 45.2733 | 51.1896 | 53.9759 | 57.4719 | 57.7482 | 61.5408 | 42.0303 | 9.1593 | 10.3511
Power Generation (TWh net) | [11 empty] | % change per annum
Slovak Republic:Reference scenario(REF2015f) | 2000 | 2005 | 2010 | 2015 | 2020 | 2025 | 2030 | 2035 | 2040 | 2045 | 2050 | 2000-2010 | 2010-2030 | 2030-2050
From Solids | 4.8504 | 5.0472 | 3.2312 | 3.6275 | 4.0746 | 3.1206 | 1.6667 | 1.4656 | 1.4249 | 0.57321 | 2.3949 | -3.9807 | -3.2558 | 1.8289
From Oil | 0.17752 | 0.67589 | 0.55795 | 0.1526 | 0.0081272 | 0.087601 | 0.088231 | 0 | 0 | 0.0030244 | 0 | 12.1333 | -8.8091 | -100
From Gas | 3.442 | 2.4342 | 2.6047 | 1.6806 | 0.95289 | 3.5148 | 0.33314 | 0.38306 | 0.32509 | 4.7542 | 3.5983 | -2.7486 | -9.7717 | 12.6351
From Nuclear | 14.559 | 16.376 | 12.784 | 13.8322 | 19.1909 | 20.8282 | 27.8605 | 29.1616 | 30.3682 | 23.2382 | 23.2382 | -1.2917 | 3.9719 | -0.90296
From RES | 4.3759 | 4.6559 | 5.864 | 6.2096 | 7.7504 | 6.9799 | 6.4676 | 6.7172 | 6.8518 | 10.1465 | 10.1884 | 2.9705 | 0.49106 | 2.2982
Total Power Generation | 27.4048 | 29.1892 | 25.042 | 25.5024 | 31.9768 | 34.5311 | 36.4162 | 37.7275 | 38.97 | 38.7151 | 39.4198 | -0.89762 | 1.8899 | 0.39706
Net Power Generation in % | [11 empty] | % difference
Slovak Republic:Reference scenario(REF2015f) | 2000 | 2005 | 2010 | 2015 | 2020 | 2025 | 2030 | 2035 | 2040 | 2045 | 2050 | 2000-2010 | 2010-2030 | 2030-2050
From Solids | 17.6992 | 17.2914 | 12.9033 | 14.2239 | 12.7422 | 9.0372 | 4.5769 | 3.8848 | 3.6564 | 1.4806 | 6.0754 | -4.7959 | -8.3264 | 1.4985
From Oil | 0.64777 | 2.3155 | 2.228 | 0.59838 | 0.025416 | 0.25369 | 0.24229 | 0 | 0 | 0.007812 | 0 | 1.5803 | -1.9858 | -0.24229
From Gas | 12.5597 | 8.3394 | 10.4015 | 6.5901 | 2.9799 | 10.1785 | 0.91481 | 1.0153 | 0.8342 | 12.2799 | 9.1283 | -2.1582 | -9.4867 | 8.2135
From Nuclear | 53.1257 | 56.1029 | 51.0503 | 54.2387 | 60.015 | 60.3172 | 76.5058 | 77.2952 | 77.927 | 60.0235 | 58.9506 | -2.0753 | 25.4554 | -17.5552
From RES | 15.9676 | 15.9508 | 23.4168 | 24.3488 | 24.2375 | 20.2134 | 17.7603 | 17.8046 | 17.5823 | 26.2082 | 25.8458 | 7.4492 | -5.6565 | 8.0855
Power Capacity (GW net) | [11 empty] | % change per annum
Slovak Republic:Reference scenario(REF2015f) | 2000 | 2005 | 2010 | 2015 | 2020 | 2025 | 2030 | 2035 | 2040 | 2045 | 2050 | 2000-2010 | 2010-2030 | 2030-2050
Solids | 1.6177 | 1.617 | 1.3134 | 1.2743 | 0.79194 | 0.7115 | 0.48264 | 0.47713 | 0.45599 | 0.21225 | 0.44919 | -2.0624 | -4.8822 | -0.35853
Oil | 0.080655 | 0.080893 | 0.080893 | 0.084191 | 0.084191 | 0.084191 | 0.084191 | 0.03004 | 0.03004 | 0.03004 | 0.003298 | 0.029407 | 0.2 | -14.9549
Gas | 0.82114 | 1.0665 | 1.6743 | 1.7381 | 1.3235 | 1.3216 | 1.0971 | 0.86258 | 0.78162 | 1.0606 | 0.95826 | 7.3849 | -2.0915 | -0.67436
Nuclear | 2.7072 | 2.7072 | 1.8448 | 1.94 | 2.82 | 2.82 | 4.02 | 4.02 | 4.02 | 3.02 | 3.02 | -3.7628 | 3.9714 | -1.4199
RES | 1.692 | 1.6315 | 1.8013 | 2.4607 | 2.6911 | 2.6947 | 2.7561 | 2.8161 | 2.8838 | 3.5935 | 3.6324 | 0.62799 | 2.1494 | 1.3899
Total Power Generation excl.generation for RES storage | 6.9187 | 7.1031 | 6.7147 | 7.4973 | 7.7107 | 7.632 | 8.4401 | 8.2059 | 8.1714 | 7.9164 | 8.0631 | -0.29879 | 1.15 | -0.22819
Net Power Capacity in % | [11 empty] | % difference
Slovak Republic:Reference scenario(REF2015f) | 2000 | 2005 | 2010 | 2015 | 2020 | 2025 | 2030 | 2035 | 2040 | 2045 | 2050 | 2000-2010 | 2010-2030 | 2030-2050
Solids | 23.3818 | 22.7647 | 19.5599 | 16.9964 | 10.2707 | 9.3226 | 5.7185 | 5.8145 | 5.5803 | 2.6811 | 5.5709 | -3.8219 | -13.8414 | -0.14757
Oil | 1.1658 | 1.1388 | 1.2047 | 1.1229 | 1.0919 | 1.1031 | 0.99751 | 0.36609 | 0.36763 | 0.37947 | 0.040902 | 0.038947 | -0.20719 | -0.95661
Gas | 11.8684 | 15.0148 | 24.9354 | 23.1837 | 17.1642 | 17.3164 | 12.999 | 10.5117 | 9.5653 | 13.3972 | 11.8845 | 13.067 | -11.9364 | -1.1145
Nuclear | 39.1288 | 38.1132 | 27.4739 | 25.8761 | 36.5725 | 36.9498 | 47.6299 | 48.9893 | 49.1959 | 38.1487 | 37.4544 | -11.6548 | 20.1559 | -10.1754
RES | 24.4554 | 22.9685 | 26.8261 | 32.8209 | 34.9007 | 35.3081 | 32.6552 | 34.3184 | 35.2908 | 45.3935 | 45.0493 | 2.3707 | 5.8291 | 12.3941
Net Power Capacity Investment (GW net) | [11 empty] | Total in GW
Slovak Republic:Reference scenario(REF2015f) |  | 00-05 | 05-10 | 10-15 | 15-20 | 20-25 | 25-30 | 30-35 | 35-40 | 40-45 | 45-50 | 2000-2010 | 2010-2030 | 2030-2050
Solids |  | 0.01638 | 0.1012 | 0 | 0.00551 | 0 | 0.029131 | 0.0455 | 0.0016088 | 0 | 0.33 | 0.11758 | 0.034641 | 0.37711
Oil |  | 0.0002375 | 0 | 0.003298 | 0.05415 | 0 | 0 | 0 | 0 | 0 | 0 | 0.0002375 | 0.057448 | 0
Gas |  | 0.24537 | 0.60784 | 0.063802 | 0.033739 | 0.0018961 | 0.00014563 | 0.043243 | 0 | 0.75755 | 0.069725 | 0.85321 | 0.099583 | 0.87052
Nuclear |  | 0 | 0 | 0 | 0.88 | 0 | 2.2 | 0 | 0.94 | 0 | 0 | 0 | 3.08 | 0.94
RES |  | 0.030794 | 0.17389 | 0.65637 | 0.23043 | 0.0036097 | 0.061416 | 0.084 | 0.66163 | 0.74317 | 0.14807 | 0.20468 | 0.95182 | 1.6369
Total net power capacity investment |  | 0.29278 | 0.88293 | 0.72347 | 1.2038 | 0.0055058 | 2.2907 | 0.17274 | 1.6032 | 1.5007 | 0.5478 | 1.1757 | 4.2235 | 3.8245
Power Generation Indicators (%) | [11 empty] | % difference
Slovak Republic:Reference scenario(REF2015f) | 2000 | 2005 | 2010 | 2015 | 2020 | 2025 | 2030 | 2035 | 2040 | 2045 | 2050 | 2000-2010 | 2010-2030 | 2030-2050
Efficiency of thermal power generation | 31.3655 | 28.9821 | 25.6134 | 36.3115 | 36.3239 | 36.8967 | 26.9447 | 26.9298 | 27.1151 | 46.4677 | 44.7358 | -5.7521 | 1.3313 | 17.7911
Load Factor | 45.2167 | 46.9108 | 42.5731 | 38.8306 | 47.3408 | 51.6499 | 49.2542 | 52.4843 | 54.4415 | 55.8277 | 55.8093 | -2.6436 | 6.6811 | 6.5551
CHP share | 18.3782 | 15.2694 | 15.9 | 25.5515 | 21.6374 | 18.0702 | 8.4108 | 7.8841 | 7.4628 | 21.6078 | 22.5368 | -2.4782 | -7.4892 | 14.126
Share of non-fossil fuels | 68.6441 | 71.5967 | 74.9272 | 77.7917 | 83.4736 | 80.1363 | 93.9562 | 94.8703 | 95.2856 | 86.3932 | 83.6268 | 6.2831 | 19.029 | -10.3294
Carbon intensity (t CO2 / MWh) | 0.2936 | 0.2629 | 0.24488 | 0.17731 | 0.15019 | 0.15882 | 0.088798 | 0.077051 | 0.067976 | 0.074592 | 0.052983 | -0.048718 | -0.15608 | -0.035815
CO2 emissions captured (in Mt CO2) | 0 | 0 | 0 | 0 | 0 | 0 | 0 | 0 | 0 | 0 | 2.6568 | 0 | 0 | 0
Economic Cost Indicators | [11 empty] | % change per annum
Slovak Republic:Reference scenario(REF2015f) | 2000 | 2005 | 2010 | 2015 | 2020 | 2025 | 2030 | 2035 | 2040 | 2045 | 2050 | 2000-2010 | 2010-2030 | 2030-2050
Total Cost of Energy in billion €'13 | 7.0903 | 8.5395 | 11.4607 | 11.2522 | 13.6874 | 15.7451 | 17.2165 | 18.2999 | 19.1123 | 19.5269 | 19.8312 | 4.9191 | 2.0556 | 0.70944
- excluding disutility costs | 7.0903 | 8.5395 | 11.4607 | 11.2522 | 13.6874 | 15.7451 | 17.2165 | 18.2999 | 19.1123 | 19.5269 | 19.8312 | 4.9191 | 2.0556 | 0.70944
- excluding auction payments | 7.0903 | 8.5395 | 11.4607 | 11.1322 | 13.441 | 15.2672 | 16.5984 | 17.6143 | 18.3727 | 18.6498 | 18.9308 | 4.9191 | 1.8692 | 0.65959
Total Cost of Energy as % of GDP | 16.438 | 15.5819 | 16.6397 | 14.71 | 15.3707 | 15.441 | 14.757 | 14.358 | 14.21 | 14.0671 | 13.8971 | 0.20176 | -1.8827 | -0.85995
- excluding disutility costs | 16.438 | 15.5819 | 16.6397 | 14.71 | 15.3707 | 15.441 | 14.757 | 14.358 | 14.21 | 14.0671 | 13.8971 | 0.20176 | -1.8827 | -0.85995
- excluding auction payments | 16.438 | 15.5819 | 16.6397 | 14.5531 | 15.094 | 14.9724 | 14.2272 | 13.8201 | 13.6601 | 13.4352 | 13.2661 | 0.20176 | -2.4125 | -0.96108
Total Cost of Energy system per Unit of Final Consumption (€'13/Mwh) | 55.5327 | 63.5212 | 85.3646 | 86.2066 | 100.7537 | 115.1895 | 126.4015 | 136.2008 | 145.5679 | 150.1163 | 153.9977 | 4.3934 | 1.982 | 0.99226
Average Price of Electricity in Final demand sectors (€'13/MWh) | 93.5875 | 102.1801 | 142.6456 | 127.5192 | 132.0442 | 138.1514 | 140.5437 | 140.9448 | 140.8119 | 140.744 | 142.0143 | 4.3047 | -0.074195 | 0.052059
Energy Related Expenses in Residential (€'13/household) | 1197.6959 | 1507.2638 | 1603.4696 | 1457.0179 | 1615.3865 | 1812.1268 | 1963.1286 | 2054.4548 | 2136.3907 | 2214.2768 | 2282.5925 | 2.9607 | 1.017 | 0.75671
Energy Related Expenses in Tertiary (€'13/000€'13 of Value Added) | 50.9576 | 49.7555 | 63.2378 | 51.7781 | 50.251 | 48.8422 | 46.3357 | 44.9033 | 43.8819 | 43.3923 | 43.3524 | 2.1826 | -1.5429 | -0.3322
Energy Related Expenses in Industry (€'13/000€'13 of Value Added) | 300.1232 | 235.8835 | 223.5458 | 207.8833 | 223.924 | 237.7514 | 229.4475 | 225.3091 | 223.7566 | 222.8695 | 218.2657 | -2.9028 | 0.13037 | -0.24949
Fuel Purchase costs in Transport (€'13/100tkm) | 8.874 | 8.335 | 11.8553 | 10.4292 | 11.5191 | 11.2107 | 11.1631 | 11.0531 | 11.0834 | 10.9467 | 10.8489 | 2.9389 | -0.30038 | -0.14265
Average Cost of Gross Electricity Generation (€'13/MWh) | 62.4094 | 60.4797 | 70.2707 | 79.617 | 81.5412 | 74.4247 | 82.1165 | 79.0777 | 70.6208 | 79.9547 | 79.5371 | 1.1935 | 0.78196 | -0.15945
Slovak Republic:Reference scenario(REF2015f) |  | 00-05 | 05-10 | 10-15 | 15-20 | 20-25 | 25-30 | 30-35 | 35-40 | 40-45 | 45-50 | 2000-2010 | 2010-2030 | 2030-2050
Power Generation Investment (billion €'13) |  | 0.26083 | 1.1753 | 1.1486 | 4.2442 | 0.013622 | 6.2548 | 0.060487 | 0.82367 | 1.659 | 1.1268 | 1.4361 | 11.6612 | 3.6699
Economic Cost Indicators (2000 = 100)
Slovak Republic:Reference scenario(REF2015f) | 2000 | 2005 | 2010 | 2015 | 2020 | 2025 | 2030 | 2035 | 2040 | 2045 | 2050
Energy Related Expenses in Residential | 100 | 125.8469 | 133.8795 | 121.6517 | 134.8745 | 151.3011 | 163.9088 | 171.5339 | 178.375 | 184.878 | 190.582
Energy Related Expenses in Tertiary | 100 | 97.6411 | 124.0989 | 101.6103 | 98.6134 | 95.8488 | 90.93 | 88.1191 | 86.1145 | 85.1539 | 85.0755
Energy Related Expenses in Industry | 100 | 78.5956 | 74.4847 | 69.266 | 74.6107 | 79.2179 | 76.4511 | 75.0722 | 74.5549 | 74.2593 | 72.7254
Fuel Purchase costs in Transport | 100 | 93.9262 | 133.5965 | 117.5257 | 129.808 | 126.3327 | 125.7955 | 124.556 | 124.8975 | 123.3568 | 122.2549
Policy variables
Slovak Republic:Reference scenario(REF2015f) | 2000 | 2005 | 2010 | 2015 | 2020 | 2025 | 2030 | 2035 | 2040 | 2045 | 2050
Carbon value (€'13/ t of CO2)
ETS sectors | 0 | 0 | 11.2 | 7.5 | 15 | 22.5 | 33.5 | 42 | 50 | 69 | 88
non-ETS sectors | 0 | 0 | 0 | 0 | 0 | 0 | 0 | 0 | 0 | 0 | 0
Average efficiency value (1) (€'10/toe) | 0 | 0 | 0 | 0 | 76.7542 | 18.1834 | 4.3088 | 1.6558 | 0.8281 | 0 | 0
Renewables value (€'13/MWh) | 0 | 0 | 0 | 0 | 33.5518 | 0.1293 | 0 | 0 | 0 | 0 | 0
CO2 Emissions Index (1990=100) | 72.5451 | 78.0589 | 72.5017 | 63.0992 | 63.5031 | 61.1945 | 53.3102 | 49.8557 | 45.7239 | 44.7361 | 41.134
RES in transport (%) (B) | 1.7172 | 1.4985 | 5.2868 | 6.5546 | 10.0985 | 10.1862 | 10.2628 | 10.7471 | 10.9072 | 12.816 | 13.2893
RES in gross final energy demand (%) (B)(C) | 3.2741 | 5.8308 | 9.0128 | 11.6486 | 14.3145 | 13.52 | 14.5159 | 15.6405 | 16.9539 | 20.4932 | 20.8174
Gross Electricity Generation in TWhe | 30.7919 | 31.3453 | 27.4581 | 27.0675 | 33.934 | 36.4852 | 38.2958 | 39.6593 | 40.8772 | 40.4461 | 41.8143
RES in gross electricity demand (%, normalized) (B)(C ) | 11.9387 | 13.4577 | 17.778 | 21.6935 | 25.4431 | 21.3281 | 18.5391 | 18.466 | 18.4454 | 27.7091 | 26.696
Total Cost of energy per sector in billion €'13 | [11 empty] | % change per annum
Slovak Republic:Reference scenario(REF2015f) | 2000 | 2005 | 2010 | 2015 | 2020 | 2025 | 2030 | 2035 | 2040 | 2045 | 2050 | 2000-2010 | 2010-2030 | 2030-2050
TOTAL | 7.0903 | 8.5395 | 11.4607 | 11.2522 | 13.6874 | 15.7451 | 17.2165 | 18.2999 | 19.1123 | 19.5269 | 19.8312 | 4.9191 | 2.0556 | 0.70944
ETS sectors | 3.2432 | 4.0925 | 5.5581 | 5.1714 | 6.0561 | 7.1562 | 7.8538 | 8.3005 | 8.6152 | 8.8659 | 9.0335 | 5.5347 | 1.7437 | 0.70212
Industry | 0.58387 | 0.90969 | 1.1291 | 1.2566 | 1.6376 | 2.1278 | 2.4019 | 2.6204 | 2.7454 | 2.7757 | 2.7409 | 6.8175 | 3.8461 | 0.66233
Power generation | 2.6421 | 3.159 | 4.3948 | 3.8756 | 4.3391 | 4.9132 | 5.2539 | 5.4173 | 5.5647 | 5.7614 | 5.9331 | 5.2203 | 0.89674 | 0.60976
Aviation | 0.017283 | 0.023793 | 0.03424 | 0.039254 | 0.079349 | 0.1152 | 0.1981 | 0.26277 | 0.30504 | 0.32883 | 0.35949 | 7.0759 | 9.1735 | 3.0244
Non ETS sectors | 3.8471 | 4.447 | 5.9026 | 6.0807 | 7.6313 | 8.589 | 9.3627 | 9.9994 | 10.4971 | 10.661 | 10.7977 | 4.3736 | 2.3335 | 0.71557
% change per annum
Slovak Republic:Reference scenario(REF2015f) | 2000 | 2005 | 2010 | 2015 | 2020 | 2025 | 2030 | 2035 | 2040 | 2045 | 2050 | 2000-2010 | 2010-2030 | 2030-2050
Direct efficiency investment costs in billion €'13 | 0 | 0 | 0 | 0.071156 | 0.10134 | 0.024702 | 0.0065555 | 0.0025862 | 0.0013162 | 0 | 0 | 0 | 0 | -100
Industry | 0 | 0 | 0 | 0 | 0 | 0 | 0 | 0 | 0 | 0 | 0 | 0 | 0 | 0
Residential | 0 | 0 | 0 | 0.041198 | 0.055922 | 0.014154 | 0.003806 | 0.0015152 | 0.00076423 | 0 | 0 | 0 | 0 | -100
heating and cooling
electric appliances
Tertiary | 0 | 0 | 0 | 0.029958 | 0.045414 | 0.010548 | 0.0027495 | 0.001071 | 0.00055194 | 0 | 0 | 0 | 0 | -100
Transport | 0 | 0 | 0 | 0 | 0 | 0 | 0 | 0 | 0 | 0 | 0 | 0 | 0 | 0
[12 empty] | 0 | 0 | 0
International Fuel prices (in $'13 per boe) | [11 empty] | % change per annum
Slovak Republic:Reference scenario(REF2015f) | 2000 | 2005 | 2010 | 2015 | 2020 | 2025 | 2030 | 2035 | 2040 | 2045 | 2050 | 2000-2010 | 2010-2030 | 2030-2050
Oil | 37.1414 | 63.2608 | 83.8241 | 53.97 | 87.0107 | 102.1749 | 112.5572 | 117.4165 | 124.3251 | 127.1781 | 130.1177 | 8.4803 | 1.4846 | 0.72752
Gas (NCV) | 25.9549 | 42.3 | 52.9627 | 43.4526 | 55.9736 | 62.6462 | 68.1278 | 72.7613 | 75.2149 | 76.7567 | 77.9403 | 7.3928 | 1.2669 | 0.67506
Coal | 10.2576 | 17.8371 | 22.3983 | 12.8494 | 16.5941 | 20.5121 | 24.6171 | 26.0668 | 27.1698 | 28.1522 | 28.9367 | 8.1227 | 0.4734 | 0.81161
International Fuel prices (in €'13 per boe) | [11 empty] | % change per annum
Slovak Republic:Reference scenario(REF2015f) | 2000 | 2005 | 2010 | 2015 | 2020 | 2025 | 2030 | 2035 | 2040 | 2045 | 2050 | 2000-2010 | 2010-2030 | 2030-2050
Oil | 37.5506 | 48.6351 | 62.5794 | 48.1875 | 75.0093 | 85.1457 | 93.7977 | 97.8471 | 103.6042 | 105.9817 | 108.4314 | 5.2402 | 2.0441 | 0.72752
Gas (NCV) | 26.2408 | 32.5204 | 39.5396 | 38.797 | 48.2531 | 52.2052 | 56.7731 | 60.6344 | 62.6791 | 63.9639 | 64.9503 | 4.1851 | 1.8253 | 0.67506
Coal | 10.3706 | 13.7133 | 16.7216 | 11.4727 | 14.3053 | 17.0934 | 20.5143 | 21.7223 | 22.6415 | 23.4602 | 24.1139 | 4.8932 | 1.0273 | 0.81161
Total CO2 Emissions (Mt) | [11 empty] | % change per annum
Slovak Republic:Reference scenario(REF2015f) | 2000 | 2005 | 2010 | 2015 | 2020 | 2025 | 2030 | 2035 | 2040 | 2045 | 2050 | 2000-2010 | 2010-2030 | 2030-2050
Total CO2 Emissions (Mt) | 45.3607 | 45.5256 | 41.9093 | 37.1322 | 37.3974 | 36.1404 | 31.8597 | 29.8236 | 27.2962 | 26.6884 | 24.6583 | -0.78826 | -1.3615 | -1.273
Energy related CO2 emissions | 38.6835 | 41.6236 | 38.6603 | 33.6466 | 33.862 | 32.631 | 28.4268 | 26.5847 | 24.3815 | 23.8548 | 21.934 | -0.0059965 | -1.5257 | -1.2881
Non-energy related CO2 emissions | 6.6772 | 3.902 | 3.249 | 3.4856 | 3.5354 | 3.5095 | 3.433 | 3.2389 | 2.9147 | 2.8336 | 2.7243 | -6.9502 | 0.27578 | -1.1494
ETS excluding aviation | 0 | 27.7889 | 23.2327 | 19.9467 | 20.0629 | 19.1777 | 15.1222 | 13.3471 | 11.2805 | 10.9525 | 9.2639 | 0 | -2.1241 | -2.4204
Aviation | 0 | 0.11814 | 0.12445 | 0.1319 | 0.15872 | 0.1859 | 0.21407 | 0.2352 | 0.24926 | 0.25447 | 0.25965 | 0 | 2.7491 | 0.96986
non - ETS | 45.3607 | 17.6186 | 18.5521 | 17.0536 | 17.1758 | 16.7769 | 16.5234 | 16.2413 | 15.7665 | 15.4815 | 15.1348 | -8.5526 | -0.57735 | -0.43797
Unit cost of fuel purchasing by final consumers (€'13/toe)
Slovak Republic:Reference scenario(REF2015f) | 2000 | 2005 | 2010 | 2015 | 2020 | 2025 | 2030 | 2035 | 2040 | 2045 | 2050 | 2000-2010 | 2010-2030 | 2030-2050
All final consumers | 522.3294 | 561.578 | 792.2927 | 719.555 | 804.4214 | 880.8583 | 939.444 | 981.7326 | 1022.0524 | 1040.5883 | 1058.5882 | 4.2543 | 0.85542 | 0.5988
Industry | 272.6721 | 348.3157 | 527.0178 | 454.2689 | 524.6759 | 589.9032 | 625.8476 | 667.5332 | 701.9608 | 724.38 | 736.5577 | 6.8116 | 0.86307 | 0.81773
Residential | 546.2484 | 668.7981 | 843.7392 | 801.6728 | 825.1952 | 885.536 | 932.1924 | 941.3997 | 962.7327 | 985.1482 | 987.0637 | 4.4436 | 0.49972 | 0.28639
Tertiary | 524.4116 | 715.9127 | 999.9575 | 998.2789 | 1039.2116 | 1178.4035 | 1266.4939 | 1307.3204 | 1325.0305 | 1324.1373 | 1357.8459 | 6.6672 | 1.1885 | 0.34884
Transport | 1344.4813 | 833.9213 | 1088.2046 | 1022.6902 | 1222.9093 | 1289.8479 | 1375.5958 | 1413.7612 | 1463.854 | 1473.2436 | 1499.1677 | -2.0926 | 1.1787 | 0.43104
(1) For the sectors : Households, Offices, Hospitals and Schools, Trading Sector, Agriculture and Fishery
998
999
1000

## Summary
Slovak Republic:Reference scenario(REF2015f) | [15 empty] | SUMMARY ENERGY BALANCE AND INDICATORS (A)
ktoe | 2000 | 2005 | 2010 | 2015 | 2020 | 2025 | 2030 | 2035 | 2040 | 2045 | 2050 | '00-'10 | '10-'20 | '20-'30 | '30-'40 | '40-'50
Annual % Change
Production (incl.recovery of products) | 6388.6 | 6684.3 | 6345.4 | 6191.8582 | 7946.0718 | 7874.5704 | 9216.4466 | 9645.5053 | 10360.7216 | 9158.042 | 9390.7044 | -0.067827 | 2.275 | 1.4942 | 1.1772 | -0.9782
Solids | 1018.2 | 637.1 | 613.4 | 592.9234 | 511.8805 | 449.9727 | 263.5435 | 213.4046 | 281.5225 | 202.8522 | 457.121 | -4.9415 | -1.793 | -6.4232 | 0.66212 | 4.9668
Oil | 164.6 | 382.9 | 386.5 | 297.4373 | 264.0406 | 0 | 0 | 0 | 0 | 0 | 0 | 8.9111 | -3.7386 | -100 | 0 | 0
Natural gas | 132.9 | 126.3 | 88.3 | 119.9429 | 105.926 | 78.354 | 80.0802 | 79.6762 | 77.0514 | 89.1762 | 88.9404 | -4.0061 | 1.8367 | -2.7584 | -0.38481 | 1.4453
Nuclear | 4254.7 | 4626.1 | 3819.1 | 3568.7076 | 4952.6242 | 5375.4824 | 6886.8973 | 7222.9151 | 7534.535 | 5694.995 | 5694.995 | -1.0743 | 2.6331 | 3.352 | 0.90282 | -2.7603
Renewable energy sources | 818.2 | 911.9 | 1438.1 | 1612.847 | 2111.6005 | 1970.7613 | 1985.9256 | 2129.5095 | 2467.6126 | 3171.0186 | 3149.648 | 5.8018 | 3.916 | -0.61173 | 2.1954 | 2.4704
Hydro | 396.8 | 398.8 | 451.8 | 407.4292 | 470.8928 | 434.2341 | 433.8462 | 433.4319 | 433.0658 | 482.8663 | 494.5901 | 1.3065 | 0.41477 | -0.81605 | -0.018004 | 1.3373
Biomass & Waste | 421.4 | 504.6 | 971.7 | 1147.9231 | 1561.8492 | 1456.3448 | 1419.5885 | 1490.0079 | 1534.1697 | 1918.501 | 1875.762 | 8.7136 | 4.8602 | -0.95049 | 0.77924 | 2.0306
Wind | 0 | 0.5 | 0.5 | 0.51228 | 2.2352 | 2.2352 | 2.2352 | 2.2816 | 2.8588 | 23.4674 | 32.0457 | 0 | 16.1542 | 0 | 2.4913 | 27.338
Solar and others | 0 | 0 | 5.8 | 50.9722 | 62.6328 | 61.7593 | 77.5335 | 94.8068 | 110.8412 | 156.7437 | 161.744 | 0 | 26.8637 | 2.1572 | 3.6385 | 3.8515
Geothermal | 0 | 8 | 8.3 | 6.0102 | 13.9905 | 16.1879 | 52.7222 | 108.9814 | 386.6772 | 589.4401 | 585.5062 | 0 | 5.36 | 14.1868 | 22.0494 | 4.2361
Net Imports | 11996.7 | 12428 | 11230.1 | 10675.0428 | 10437.1234 | 11067.7122 | 10173.2176 | 9915.6262 | 9373.6222 | 9651.5746 | 9460.8325 | -0.65816 | -0.72961 | -0.25578 | -0.81525 | 0.092651
Solids | 3432.1 | 3739 | 2950.9 | 2654.0831 | 2782.4307 | 2509.2885 | 2095.2349 | 1848.0727 | 1440.764 | 1101.7537 | 1238.1474 | -1.4993 | -0.58613 | -2.7967 | -3.6757 | -1.5041
Oil | 3089.5 | 3273.7 | 3266.3 | 3048.3537 | 3175.6477 | 3542.3931 | 3702.0554 | 3704.7738 | 3710.7864 | 3676.3372 | 3620.9017 | 0.55804 | -0.28107 | 1.5456 | 0.023559 | -0.24491
- Crude oil and Feedstocks | 5719.8 | 5428.6 | 5281.7 | 5715.529 | 5604.1546 | 5731.6805 | 5646.7707 | 5451.5305 | 5252.2418 | 5021.7171 | 4782.2964 | -0.79369 | 0.59436 | 0.075785 | -0.72167 | -0.93296
- Oil products | -2630.3 | -2154.9 | -2015.4 | -2667.1752 | -2428.5069 | -2189.2874 | -1944.7153 | -1746.7567 | -1541.4554 | -1345.3799 | -1161.3947 | -2.6277 | 1.8821 | -2.1971 | -2.2971 | -2.7914
Natural gas | 5706.9 | 5735.4 | 5002.7 | 4819.354 | 4766.6171 | 5324.4268 | 4674.3516 | 4637.8308 | 4527.1527 | 5175.8994 | 4874.4971 | -1.3083 | -0.48224 | -0.19527 | -0.31946 | 0.74198
Electricity | -231.8 | -280.7 | 89.5 | 215.2462 | -203.1671 | -229.5146 | -223.0057 | -202.214 | -239.066 | -218.6855 | -204.6299 | 0 | 0 | 0.93604 | 0.69785 | -1.5433
Renewable energy forms | 0 | -39.4 | -79.3 | -61.9942 | -84.405 | -78.8816 | -75.4187 | -72.837 | -66.0148 | -83.7301 | -68.0838 | 0 | 0.62584 | -1.1194 | -1.3229 | 0.30908
Detailed Results
Gross Inland Consumption | 18301.9 | 19029.1 | 17864.1 | 16866.9011 | 18383.1952 | 18942.2826 | 19389.6642 | 19561.1315 | 19734.3438 | 18809.6167 | 18851.5369 | -0.24182 | 0.28685 | 0.53446 | 0.17636 | -0.45661
Solids | 4277.7 | 4230.7 | 3896.7 | 3247.0065 | 3294.3112 | 2959.2611 | 2358.7784 | 2061.4772 | 1722.2865 | 1304.6059 | 1695.2684 | -0.92852 | -1.6653 | -3.2854 | -3.096 | -0.15799
Oil | 3414.9 | 3710.5 | 3692.4 | 3345.7911 | 3439.6884 | 3542.3931 | 3702.0554 | 3704.7738 | 3710.7864 | 3676.3372 | 3620.9017 | 0.78434 | -0.70645 | 0.73778 | 0.023559 | -0.24491
Natural gas | 5776.5 | 5883.6 | 5006.5 | 4939.2969 | 4872.5432 | 5402.7808 | 4754.4318 | 4717.507 | 4604.2041 | 5265.0756 | 4963.4375 | -1.4204 | -0.27084 | -0.24509 | -0.32056 | 0.75412
Nuclear | 4254.7 | 4626.1 | 3819.1 | 3568.7076 | 4952.6242 | 5375.4824 | 6886.8973 | 7222.9151 | 7534.535 | 5694.995 | 5694.995 | -1.0743 | 2.6331 | 3.352 | 0.90282 | -2.7603
Electricity | -231.8 | -280.7 | 89.5 | 215.2462 | -203.1671 | -229.5146 | -223.0057 | -202.214 | -239.066 | -218.6855 | -204.6299 | 0 | 0 | 0.93604 | 0.69785 | -1.5433
Renewable energy forms | 809.9 | 858.9 | 1359.9 | 1550.8528 | 2027.1954 | 1891.8797 | 1910.5069 | 2056.6725 | 2401.5978 | 3087.2885 | 3081.5642 | 5.3192 | 4.0732 | -0.59109 | 2.314 | 2.5244
as % in Gross Inland Consumption
Solids | 23.373 | 22.2328 | 21.813 | 19.2508 | 17.9202 | 15.6225 | 12.1651 | 10.5386 | 8.7274 | 6.9358 | 8.9927
Oil | 18.6587 | 19.4991 | 20.6694 | 19.8364 | 18.711 | 18.701 | 19.0929 | 18.9395 | 18.8037 | 19.545 | 19.2075
Natural gas | 31.5623 | 30.919 | 28.0255 | 29.284 | 26.5054 | 28.5223 | 24.5204 | 24.1167 | 23.3309 | 27.9914 | 26.3291
Nuclear | 23.2473 | 24.3107 | 21.3786 | 21.1581 | 26.941 | 28.3782 | 35.5184 | 36.9248 | 38.1798 | 30.277 | 30.2097
Renewable energy forms | 4.4252 | 4.5136 | 7.6125 | 9.1947 | 11.0274 | 9.9876 | 9.8532 | 10.5141 | 12.1696 | 16.4134 | 16.3465
Gross Electricity Generation in GWhe | 30791.8605 | 31345.3488 | 27458.1395 | 27067.5255 | 33933.9886 | 36485.1722 | 38295.8331 | 39659.3016 | 40877.1887 | 40446.0913 | 41814.3486 | -1.1393 | 2.1401 | 1.2166 | 0.65444 | 0.22693
Nuclear | 16490.6977 | 17723.2558 | 14570.9302 | 14661.7312 | 20320.2884 | 22049.2708 | 29383.5029 | 30757.4122 | 31945.4363 | 24479.4677 | 24479.4677 | -1.2301 | 3.3818 | 3.757 | 0.83946 | -2.6268
Hydro & wind | 4613.9535 | 4643.0233 | 5276.7442 | 5263.3453 | 6033.7871 | 5607.5236 | 5689.95 | 5773.6559 | 5881.1856 | 7139.1115 | 7391.9606 | 1.3513 | 1.3497 | -0.58502 | 0.33112 | 2.3127
Thermal (incl. biomass) | 9687.2093 | 8979.0698 | 7610.4651 | 7142.4489 | 7579.9131 | 8828.3778 | 3222.3802 | 3128.2335 | 3050.5668 | 8827.5121 | 9942.9204 | -2.3839 | -0.040217 | -8.1982 | -0.54643 | 12.5417
Fuel Inputs for Thermal Power Generation | 2656.1 | 2664.4 | 2555.3 | 1691.613 | 1794.6102 | 2057.7484 | 1028.4933 | 998.9989 | 967.5368 | 1633.7484 | 1911.4227 | -0.38615 | -3.4721 | -5.4148 | -0.60911 | 7.0456
Solids | 1619.4 | 1677.2 | 1204.9 | 1089.2334 | 1132.3286 | 991.7801 | 560.4633 | 490.8995 | 477.199 | 211.9817 | 700.3878 | -2.9133 | -0.61928 | -6.7911 | -1.5954 | 3.9116
Oil (including refinery gas) | 30.6 | 99.9 | 293.3 | 33.5503 | 2.7958 | 30.1349 | 30.3515 | 0 | 0 | 0.84913 | 0 | 25.36 | -37.2058 | 26.9309 | -100 | 0
Gas | 1001.8 | 847.4 | 792.9 | 313.6328 | 214.409 | 674.7979 | 171.7464 | 187.4296 | 156.6664 | 772.0714 | 615.01 | -2.3114 | -12.259 | -2.1942 | -0.91479 | 14.6544
Biomass & Waste | 4.3 | 39.9 | 264.2 | 255.1965 | 445.0768 | 361.0355 | 265.9322 | 320.6699 | 333.6714 | 648.8461 | 596.0249 | 50.9546 | 5.3538 | -5.0197 | 2.2951 | 5.9728
Geothermal heat | 0 | 0 | 0 | 0 | 0 | 0 | 0 | 0 | 0 | 0 | 0 | 0 | 0 | 0 | 0 | 0
Hydrogen - Methanol | 0 | 0 | 0 | 0 | 0 | 0 | 0 | 0 | 0 | 0 | 0 | 0 | 0 | 0 | 0 | 0
Fuel Input in other transformation proc. | 12900.9 | 13988.9 | 12557.5 | 12416.3726 | 13880.4485 | 13878.0947 | 15226.3901 | 15280.0004 | 15379.6068 | 13404.7155 | 13031.2686 | -0.26943 | 1.0067 | 0.92978 | 0.10017 | -1.6433
Refineries | 5958.7 | 6397.8 | 6010.5 | 6450.4533 | 6335.7634 | 6231.5549 | 6183.7481 | 6004.9372 | 5811.0387 | 5581.4019 | 5341.1617 | 0.086594 | 0.52841 | -0.24256 | -0.61972 | -0.83962
Biofuels and hydrogen production | 0 | 11.2 | 97.7 | 117.8633 | 176.058 | 177.9918 | 187.2238 | 196.5923 | 203.5331 | 208.6506 | 213.8864 | 0 | 6.066 | 0.61681 | 0.83874 | 0.4974
District heating | 674.1 | 718.1 | 497.4 | 367.4575 | 377.0522 | 388.9448 | 389.7087 | 429.0766 | 671.2406 | 885.0816 | 821.8976 | -2.9941 | -2.7321 | 0.3307 | 5.5878 | 2.0455
Others | 6268.1 | 6861.8 | 5951.9 | 5480.5985 | 6991.5749 | 7079.6032 | 8465.7094 | 8649.3943 | 8693.7944 | 6729.5814 | 6654.323 | -0.51629 | 1.623 | 1.9316 | 0.26621 | -2.638
Energy Branch Consumption | 623 | 1297.4 | 963 | 941.983 | 979.5047 | 890.2391 | 872.8761 | 860.3241 | 832.1471 | 793.9027 | 835.6491 | 4.4513 | 0.17008 | -1.1459 | -0.4767 | 0.042004
Non-Energy Uses | 1364.6 | 1278.6 | 1052.9 | 1596.9292 | 1738.4559 | 1885.594 | 2046.3844 | 2146.2343 | 2176.931 | 2189.025 | 2168.8265 | -2.5598 | 5.1423 | 1.6441 | 0.62033 | -0.037292
Final Energy Demand | 10980.3 | 11561.4 | 11546 | 11225.2066 | 11683.1038 | 11755.2468 | 11713.6412 | 11554.9359 | 11291.3571 | 11186.754 | 11074.7351 | 0.50363 | 0.11812 | 0.026107 | -0.36649 | -0.19352
by sector
Industry | 4532.3 | 4713.1 | 4360.7 | 4420.0321 | 4594.575 | 4594.3951 | 4502.6766 | 4272.7465 | 4003.4389 | 3901.0419 | 3826.8709 | -0.38523 | 0.5238 | -0.20184 | -1.1683 | -0.45005
- energy intensive industries | 3677.8328 | 3887 | 3637.4 | 3655.3786 | 3760.9725 | 3724.8002 | 3592.0366 | 3331.5947 | 3055.3111 | 2952.9098 | 2887.9467 | -0.11048 | 0.33464 | -0.45853 | -1.6054 | -0.56177
- other industrial sectors | 854.4672 | 826.1 | 723.3 | 764.6535 | 833.6025 | 869.5949 | 910.6399 | 941.1518 | 948.1278 | 948.1321 | 938.9242 | -1.6527 | 1.4294 | 0.88783 | 0.40423 | -0.097498
Residential | 2586.2 | 2540.3 | 2311.9 | 2176.1787 | 2207.4031 | 2222.8959 | 2194.1734 | 2169.9713 | 2144.651 | 2127.9886 | 2127.7867 | -1.1149 | -0.46146 | -0.060096 | -0.22803 | -0.078914
Tertiary | 2407.3 | 1916.2 | 2240.1 | 2038.1154 | 2150.8879 | 2128.655 | 2110.727 | 2115.6622 | 2119.497 | 2117.7789 | 2097.7168 | -0.71727 | -0.40557 | -0.18831 | 0.041472 | -0.10324
Transport | 1454.5 | 2391.8 | 2633.3 | 2590.8803 | 2730.2378 | 2809.3008 | 2906.0641 | 2996.5559 | 3023.7701 | 3039.9445 | 3022.3607 | 6.1155 | 0.36216 | 0.62606 | 0.39784 | -0.0046622
by fuel
Solids | 1747.3 | 1572.3 | 1637.4 | 1294.1157 | 1238.87 | 1230.3532 | 1102.9277 | 921.4829 | 679.776 | 565.2437 | 493.6396 | -0.64752 | -2.7506 | -1.1556 | -4.7244 | -3.1489
Oil | 1702.9 | 2184 | 2301.1 | 2230.276 | 2289.578 | 2326.373 | 2413.9055 | 2465.8056 | 2462.3324 | 2429.0663 | 2403.3187 | 3.0563 | -0.050185 | 0.53019 | 0.19883 | -0.24229
Gas | 4698.2 | 4540.2 | 4119.3 | 4011.391 | 4083.6782 | 3911.3932 | 3721.8277 | 3576.8384 | 3463.6655 | 3420.3589 | 3344.5796 | -1.3064 | -0.086814 | -0.92354 | -0.7163 | -0.34925
Electricity | 1892.7 | 1964.9 | 2075.2 | 2218.6681 | 2332.5789 | 2532.1404 | 2674.5734 | 2770.6089 | 2838.7167 | 2897.2375 | 2942.1785 | 0.92478 | 1.176 | 1.3776 | 0.5974 | 0.35862
Heat (from CHP and District Heating) (A) | 619 | 951.2 | 851.4 | 725.8048 | 815.8188 | 826.9086 | 807.3505 | 790.8797 | 777.5316 | 758.4151 | 747.0167 | 3.2391 | -0.42599 | -0.10429 | -0.37563 | -0.39957
Other | 320.2 | 348.8 | 561.6 | 744.951 | 922.5799 | 928.0785 | 993.0563 | 1029.3203 | 1069.335 | 1116.4325 | 1144.0021 | 5.7793 | 5.0891 | 0.73885 | 0.74279 | 0.67724
CO2 Emissions (Mt of CO2 - sec approach) | 38.6835 | 41.6236 | 38.6603 | 33.6466 | 33.862 | 32.631 | 28.4268 | 26.5847 | 24.3815 | 23.8548 | 21.934 | -0.0059965 | -1.3165 | -1.7344 | -1.5233 | -1.0523
Power generation/District heating | 11.0565 | 11.1825 | 9.2369 | 6.3216 | 6.372 | 7.3734 | 4.2367 | 3.7248 | 3.2726 | 3.6985 | 2.5015 | -1.782 | -3.6448 | -3.9991 | -2.549 | -2.6511
Energy Branch | 1.5948 | 3.4283 | 2.464 | 2.2196 | 2.2378 | 1.871 | 1.7934 | 1.6473 | 1.5211 | 1.4471 | 1.3906 | 4.4469 | -0.95854 | -2.1894 | -1.6332 | -0.8931
Industry | 13.3312 | 14.074 | 12.8045 | 12.0188 | 12.1056 | 10.4182 | 9.4839 | 8.3263 | 6.8291 | 6.1017 | 5.633 | -0.40228 | -0.55969 | -2.4112 | -3.2307 | -1.9071
Residential | 4.14 | 3.5629 | 3.3876 | 2.8389 | 2.6807 | 2.6898 | 2.6429 | 2.5721 | 2.5269 | 2.4854 | 2.4553 | -1.9856 | -2.3133 | -0.14187 | -0.44787 | -0.28692
Tertiary | 4.4613 | 2.7434 | 3.4763 | 3.1431 | 3.1293 | 2.7411 | 2.4885 | 2.3196 | 2.1986 | 2.0933 | 2.0042 | -2.4638 | -1.0461 | -2.2655 | -1.2307 | -0.92145
Transport | 4.0998 | 6.6325 | 7.2909 | 7.1046 | 7.3365 | 7.5375 | 7.7814 | 7.9947 | 8.0333 | 8.0289 | 7.9494 | 5.9258 | 0.062387 | 0.59039 | 0.31908 | -0.10484
CO2 Emissions Index (1990=100) | 72.5451 | 78.0589 | 72.5017 | 63.0992 | 63.5031 | 61.1945 | 53.3102 | 49.8557 | 45.7239 | 44.7361 | 41.134 | -0.0059965 | -1.3165 | -1.7344 | -1.5233 | -1.0523
Source: PRIMES
Gross final energy consumption in heating and cooling, electricity, transport and overall (in Ktoe)
| 2000 | 2005 | 2010 | 2015 | 2020 | 2025 | 2030 | 2035 | 2040 | 2045 | 2050 | '00-'10 | '10-'20 | '20-'30 | '30-'40 | '40-'50
1. heating and cooling (1) | 7890.5 | 7407.8 | 7032 | 6579.4721 | 6799.2249 | 6592.3878 | 6311.2292 | 5967.1255 | 5606.8718 | 5425.5684 | 5284.6468 | -1.1453 | -0.33606 | -0.74202 | -1.1764 | -0.59012
2. electricity (2) | 2416.3 | 2414.7 | 2450.6 | 2530.8577 | 2702.3497 | 2894.3932 | 3055.8829 | 3193.4365 | 3260.9736 | 3243.9876 | 3375.465 | 0.14105 | 0.98268 | 1.2371 | 0.65169 | 0.34567
3. transport as in Article 3(4)a (3) | 1442.6637 | 1759.5453 | 2203.9015 | 2164.662 | 2299.6104 | 2344.6555 | 2446.7527 | 2529.1311 | 2554.7425 | 2554.4235 | 2545.0499 | 4.3284 | 0.42601 | 0.62215 | 0.43283 | -0.038005
4. Gross final energy consumption (4) | 11599.3 | 12046.8 | 11976.9 | 11565.3627 | 12076.8954 | 12169.9592 | 12156.5418 | 12035.0236 | 11784.1405 | 11665.0262 | 11604.004 | 0.32086 | 0.083178 | 0.065755 | -0.31064 | -0.15393
The following calculation is needed only if final energy consumption for aviation is expected to be higher than 6,18% (4,12% for Malta and Cyprus):
Final consumption in aviation | 26.7 | 39.3 | 41.4 | 43.8782 | 52.7989 | 61.8425 | 71.2134 | 78.4035 | 83.35 | 86.0377 | 88.1545 | 4.4838 | 2.4619 | 3.0371 | 1.5861 | 0.562
Reduction for aviation limit (5) Article 5(6) | 0 | 0 | 0 | 0 | 0 | 0 | 0 | 0 | 0 | 0 | 0
Total consumption after reduction for aviation limit | 11599.3 | 12046.8 | 11976.9 | 11565.3627 | 12076.8954 | 12169.9592 | 12156.5418 | 12035.0236 | 11784.1405 | 11665.0262 | 11604.004 | 0.32086 | 0.083178 | 0.065755 | -0.31064 | -0.15393
(1) Final energy consumption of all energy commodities in industry, households, services and agriculture, forestry and fishery except electricity, plus the consumption of heat for own use at electricity and heat plants and heat losses in networks.
(2) The gross electricity consumption is national gross electricity production, including autoproduction, plus imports, minus exports.
(3) Transport consumption as defined in Article 3(4)(a) of Directive 2009/28/EC. Renewable electricity in road transport for this figure has been multiplied by a factor of 2.5, as indicated by Article 3(4)(c) of Directive 2009/28/EC.
(4) As defined in Article (2)(f) of Directive 2009/28/EC. This comprises final energy consumption plus network losses and own use of heat and electricity at electricity and heating plants (NB: this does not include consumption of electricity for pumped hydro storage or for transformation in electrical boilers or heat pumps at district heating plants).
(5) According to Article 5(6) consumption for aviation has to be considered only up to 6,18 % (Community average), for Cyprus and Malta up to 4,12 % of gross final energy consumption .
Calculation table for the renewable energy contribution of each sector to final energy consumption (in Ktoe)
| 2000 | 2005 | 2010 | 2015 | 2020 | 2025 | 2030 | 2035 | 2040 | 2045 | 2050 | '00-'10 | '10-'20 | '20-'30 | '30-'40 | '40-'50
(A) Gross final consumption of RES for heating and cooling | 91.3 | 366.3 | 546.1 | 679.9721 | 863.6125 | 847.8241 | 1008.606 | 1094.299 | 1193.5425 | 1286.3195 | 1307.0325 | 19.5859 | 4.6899 | 1.5641 | 1.6978 | 0.91247
(B) Gross final consumption of electricity from RES | 288.4757 | 324.9623 | 435.6665 | 549.0325 | 687.5625 | 617.3199 | 566.5346 | 589.7013 | 601.4994 | 898.8784 | 901.1128 | 4.2088 | 4.6685 | -1.9175 | 0.60067 | 4.1249
(C) Final consumption of energy from RES in transport | 24.7729 | 26.3665 | 116.5149 | 141.8848 | 232.2258 | 238.8324 | 251.1043 | 271.8082 | 278.6518 | 327.3753 | 338.2203 | 16.7456 | 7.1403 | 0.78465 | 1.0464 | 1.9562
(D) Total RES consumption (1) | 379.7757 | 702.4284 | 1079.4546 | 1347.2038 | 1728.7531 | 1645.3773 | 1764.6276 | 1882.3394 | 1997.87 | 2390.5315 | 2415.6538 | 11.0114 | 4.8221 | 0.2056 | 1.2492 | 1.917
(1) According to Article 5(1) of Directive 2009/28/EC gas, electricity and hydrogen from renewable energy sources shall only be considered once. No double counting is allowed.
Estimated trajectory of energy from renewable sources in heating and cooling, electricity, transport and overall (in %)
| 2000 | 2005 | 2010 | 2015 | 2020 | 2025 | 2030 | 2035 | 2040 | 2045 | 2050
RES-H&C (1) | 1.1571 | 4.9448 | 7.7659 | 10.3348 | 12.6845 | 12.7996 | 15.8045 | 18.0178 | 20.8148 | 23.1316 | 24.119
RES-E (2) (C) | 11.9387 | 13.4577 | 17.778 | 21.6935 | 25.4431 | 21.3281 | 18.5391 | 18.466 | 18.4454 | 27.7091 | 26.696
RES-T (3) | 1.7172 | 1.4985 | 5.2868 | 6.5546 | 10.0985 | 10.1862 | 10.2628 | 10.7471 | 10.9072 | 12.816 | 13.2893
Overall RES share ( 4) (C ) | 3.2741 | 5.8308 | 9.0128 | 11.6486 | 14.3145 | 13.52 | 14.5159 | 15.6405 | 16.9539 | 20.4932 | 20.8174
(1) Share of renewable energy in heating and cooling: gross final consumption of energy from renewable sources for heating and cooling (as defined in Articles 5(1)b) and 5(4) of Directive 2009/28/EC) divided by gross final consumption of energy for heating and cooling.
(2) Share of renewable energy in electricity: gross final consumption of electricity from renewable sources for electricity (as defined in Articles 5(1)(a) and 5(3) of Directive 2009/28/EC) divided by total gross final consumption of electricity.
(3) Share of renewable energy in transport: final energy from renewable sources consumed in transport (cf. Article 5(1)(c) and 5(5) of Directive 2009/28/EC) divided by the consumption in transport of 1) petrol; 2) diesel; 3) biofuels used in road and rail transport and 4) electricity in transport.
(4) Share of renewable energy in gross final energy consumption.

## indicator
Slovak Republic:Reference scenario(REF2015f) | [15 empty] | SUMMARY ENERGY BALANCE AND INDICATORS (B)
| 2000 | 2005 | 2010 | 2015 | 2020 | 2025 | 2030 | 2035 | 2040 | 2045 | 2050 | '00-'10 | '10-'20 | '20-'30 | '30-'40 | '40-'50
Annual % Change
Main Energy System Indicators
Population (Million) | 5.3987 | 5.3727 | 5.3904 | 5.4172 | 5.4127 | 5.3763 | 5.3056 | 5.2088 | 5.1009 | 4.9854 | 4.8565 | -0.015287 | 0.041357 | -0.19974 | -0.39261 | -0.4898
GDP (in 000 MEuro'13) | 43.1337 | 54.8038 | 68.8755 | 76.4932 | 89.0485 | 101.9694 | 116.6665 | 127.454 | 134.4986 | 138.8129 | 142.7004 | 4.7912 | 2.6021 | 2.7382 | 1.4325 | 0.59369
Gross Inl. Cons./GDP (toe/MEuro'13) | 424.3065 | 347.2224 | 259.3678 | 220.5019 | 206.4403 | 185.7644 | 166.1973 | 153.476 | 146.7252 | 135.5034 | 132.1057 | -4.8029 | -2.2565 | -2.145 | -1.2384 | -1.0441
Gross Inl. Cons./Capita (toe/inhabitant) | 3.3901 | 3.5418 | 3.3141 | 3.1136 | 3.3963 | 3.5233 | 3.6546 | 3.7554 | 3.8688 | 3.773 | 3.8817 | -0.22657 | 0.24539 | 0.73566 | 0.57122 | 0.03335
Electricity Generated/Capita (kWh gross/inhabitant) | 5703.6149 | 5834.2056 | 5093.887 | 4996.5541 | 6269.2759 | 6786.3072 | 7218.0064 | 7613.9308 | 8013.6682 | 8112.9454 | 8609.9326 | -1.1242 | 2.0979 | 1.4192 | 1.0512 | 0.72026
Carbon intensity (t of CO2/toe of GIC) | 2.1136 | 2.1874 | 2.1641 | 1.9948 | 1.842 | 1.7227 | 1.4661 | 1.3591 | 1.2355 | 1.2682 | 1.1635 | 0.2364 | -1.5987 | -2.2568 | -1.6967 | -0.5984
CO2 Emissions/Capita (t of CO2/inhabitant) | 7.1654 | 7.7473 | 7.1721 | 6.211 | 6.256 | 6.0694 | 5.3579 | 5.1038 | 4.7798 | 4.785 | 4.5164 | 0.0092914 | -1.3573 | -1.5377 | -1.1352 | -0.56525
CO2 Emissions to GDP (t of CO2/MEuro'13) | 896.8284 | 759.5027 | 561.3069 | 439.8637 | 380.2646 | 320.0076 | 243.6583 | 208.5828 | 181.2772 | 171.8487 | 153.707 | -4.5779 | -3.8192 | -4.3534 | -2.9141 | -1.6363
Import Dependency % | 65.5489 | 65.3105 | 62.8641 | 63.2899 | 56.7754 | 58.4286 | 52.4672 | 50.6905 | 47.499 | 51.3119 | 50.186
Energy intensity indicators (2000=100)
Industry (Energy on Value added) | 100 | 60.5749 | 39.2913 | 37.215 | 33.9557 | 30.2806 | 26.2505 | 22.9759 | 20.6699 | 19.7179 | 19.0213 | -8.9186 | -1.4489 | -2.5409 | -2.3617 | -0.82776
Residential (Energy on Private Income) | 100 | 77.7865 | 59.3103 | 51.4647 | 44.1297 | 38.244 | 32.5213 | 29.0244 | 26.8044 | 25.4154 | 24.3856 | -5.0898 | -2.9132 | -3.0063 | -1.9147 | -0.94131
Tertiary (Energy on Value added) | 100 | 71.5184 | 67.9051 | 54.3543 | 48.8636 | 41.9551 | 36.14 | 33.0247 | 31.1075 | 29.9424 | 28.7006 | -3.7966 | -3.2372 | -2.9713 | -1.4883 | -0.80206
Transport (Energy on GDP) | 100 | 129.4247 | 113.3804 | 100.4447 | 90.9236 | 81.7017 | 73.8689 | 69.7223 | 66.6705 | 64.9439 | 62.8093 | 1.2637 | -2.1831 | -2.0559 | -1.0201 | -0.59482
Carbon Intensity indicators
Electricity and Steam production (t of CO2/MWh) | 0.26955 | 0.249 | 0.23318 | 0.16823 | 0.13961 | 0.15308 | 0.085217 | 0.073192 | 0.063098 | 0.07243 | 0.047933 | -1.4389 | -5.0004 | -4.8165 | -2.9604 | -2.7114
Final energy demand (t of CO2/toe) | 2.3708 | 2.3365 | 2.335 | 2.2365 | 2.1614 | 1.9895 | 1.912 | 1.8358 | 1.7348 | 1.6725 | 1.6291 | -0.1523 | -0.76925 | -1.2186 | -0.96814 | -0.62641
Industry | 2.9414 | 2.9862 | 2.9363 | 2.7192 | 2.6348 | 2.2676 | 2.1063 | 1.9487 | 1.7058 | 1.5641 | 1.472 | -0.017122 | -1.0779 | -2.2138 | -2.0868 | -1.4636
Residential | 1.6008 | 1.4025 | 1.4653 | 1.3045 | 1.2144 | 1.2101 | 1.2045 | 1.1853 | 1.1782 | 1.168 | 1.1539 | -0.88046 | -1.8604 | -0.081821 | -0.22034 | -0.20817
Tertiary | 1.8532 | 1.4317 | 1.5519 | 1.5422 | 1.4549 | 1.2877 | 1.179 | 1.0964 | 1.0373 | 0.98846 | 0.95543 | -1.7591 | -0.6431 | -2.0811 | -1.2717 | -0.81906
Transport | 2.8187 | 2.773 | 2.7687 | 2.7422 | 2.6871 | 2.683 | 2.6776 | 2.668 | 2.6567 | 2.6411 | 2.6302 | -0.17874 | -0.29869 | -0.035449 | -0.078444 | -0.10018
Electricity and steam generation
Net Generation Capacity in MWe | 6918.695 | 7103.0583 | 6714.7313 | 7497.2698 | 7710.7178 | 7631.9786 | 8440.0853 | 8205.8735 | 8171.4089 | 7916.3884 | 8063.1338 | -0.29879 | 1.3927 | 0.90791 | -0.32299 | -0.1333
Nuclear energy | 2707.2 | 2707.2 | 1844.8 | 1940 | 2820 | 2820 | 4020 | 4020 | 4020 | 3020 | 3020 | -3.7628 | 4.335 | 3.6091 | 0 | -2.8197
Renewable energy | 1685 | 1601 | 1624 | 2220 | 2363.6346 | 2363.6346 | 2423.6346 | 2483.6346 | 2548.6346 | 3082.5963 | 3170.3567 | -0.36805 | 3.8244 | 0.25099 | 0.50416 | 2.2069
Hydro (pumping excluded) | 1685 | 1596 | 1600 | 1607 | 1724.7817 | 1724.7817 | 1724.7817 | 1724.7817 | 1724.7817 | 1858.7435 | 1887.5038 | -0.51628 | 0.7538 | 0 | 0 | 0.90562
Wind | 0 | 5 | 5 | 5 | 19.1051 | 19.1051 | 19.1051 | 19.1051 | 24.1051 | 124.1051 | 164.1051 | 0 | 14.3452 | 0 | 2.3519 | 21.1438
Solar | 0 | 0 | 19 | 608 | 619.7478 | 619.7478 | 679.7478 | 739.7478 | 799.7478 | 1099.7478 | 1118.7478 | 0 | 41.6923 | 0.92838 | 1.639 | 3.4137
Other renewables (tidal etc.) | 0 | 0 | 0 | 0 | 0 | 0 | 0 | 0 | 0 | 0 | 0 | 0 | 0 | 0 | 0 | 0
Thermal power | 2526.495 | 2794.8583 | 3245.9313 | 3337.2698 | 2527.0832 | 2448.344 | 1996.4507 | 1702.2389 | 1602.7743 | 1813.7921 | 1872.7771 | 2.5373 | -2.4723 | -2.3294 | -2.1724 | 1.569
of which cogeneration units | 617.5527 | 5411 | 2821 | 1019.9706 | 876.4333 | 864.127 | 777.7233 | 682.2297 | 659.0343 | 973.774 | 960.5175 | 16.4053 | -11.0325 | -1.1878 | -1.6423 | 3.8388
of which CCS units | 0 | 0 | 0 | 0 | 0 | 0 | 0 | 0 | 0 | 0 | 330 | 0 | 0 | 0 | 0 | 0
Solids fired | 1617.713 | 1616.993 | 1313.393 | 1274.263 | 791.943 | 711.498 | 482.6435 | 477.1335 | 455.9923 | 212.2488 | 449.1888 | -2.0624 | -4.933 | -4.8315 | -0.56641 | -0.15021
Gas fired | 821.135 | 1066.5079 | 1674.3452 | 1738.1472 | 1323.4862 | 1321.5823 | 1097.1279 | 862.576 | 781.6195 | 1060.5744 | 958.2628 | 7.3849 | -2.3241 | -1.8583 | -3.334 | 2.0584
Oil fired | 80.655 | 80.8925 | 80.8925 | 84.1905 | 84.1905 | 84.1905 | 84.1905 | 30.0405 | 30.0405 | 30.0405 | 3.298 | 0.029407 | 0.40041 | 0 | -9.7921 | -19.8222
Biomass-waste fired | 6.992 | 30.4649 | 177.3006 | 240.6691 | 327.4635 | 331.0733 | 332.4888 | 332.4888 | 335.1219 | 510.9284 | 462.0275 | 38.1691 | 6.3274 | 0.15241 | 0.078913 | 3.2634
Hydrogen plants | 0 | 0 | 0 | 0 | 0 | 0 | 0 | 0 | 0 | 0 | 0 | 0 | 0 | 0 | 0 | 0
Geothermal heat | 0 | 0 | 0 | 0 | 0 | 0 | 0 | 0 | 0 | 0 | 0 | 0 | 0 | 0 | 0 | 0
Load factor for net electric capacities (%) | 45.2167 | 46.9108 | 42.5731 | 38.8306 | 47.3408 | 51.6499 | 49.2542 | 52.4843 | 54.4415 | 55.8277 | 55.8093
Indicators for gross electricity production
Efficiency for thermal electricity production (%) | 31.3655 | 28.9821 | 25.6134 | 36.3115 | 36.3239 | 36.8967 | 26.9447 | 26.9298 | 27.1151 | 46.4677 | 44.7358
CHP indicator (% of electricity from CHP) | 18.3782 | 15.2694 | 15.9 | 25.5515 | 21.6374 | 18.0702 | 8.4108 | 7.8841 | 7.4628 | 21.6078 | 22.5368
CCS indicator (% of electricity from CCS) | 0 | 0 | 0 | 0 | 0 | 0 | 0 | 0 | 0 | 0 | 7.5519
Non fossil fuels in electricity generation (%) | 68.6441 | 71.5967 | 74.9272 | 77.7917 | 83.4736 | 80.1363 | 93.9562 | 94.8703 | 95.2856 | 86.3932 | 83.6268
- nuclear | 53.5554 | 56.5418 | 53.0658 | 54.1672 | 59.8818 | 60.4335 | 76.7277 | 77.5541 | 78.1498 | 60.5237 | 58.5432
- renewable energy forms and industrial waste | 15.0886 | 15.0549 | 21.8613 | 23.6245 | 23.5917 | 19.7028 | 17.2285 | 17.3162 | 17.1358 | 25.8696 | 25.0836
Indicators for renewables (excluding industrial waste) (%) (B)
RES in gross final energy demand (%) | 3.2741 | 5.8308 | 9.0128 | 11.6486 | 14.3145 | 13.52 | 14.5159 | 15.6405 | 16.9539 | 20.4932 | 20.8174
RES in transport (%) | 1.7172 | 1.4985 | 5.2868 | 6.5546 | 10.0985 | 10.1862 | 10.2628 | 10.7471 | 10.9072 | 12.816 | 13.2893
Transport sector
Passenger transport activity (Gpkm) | 37.153 | 39.0168 | 36.2395 | 37.9792 | 45.075 | 51.3384 | 57.5965 | 62.1331 | 65.0205 | 66.7326 | 68.173 | -0.24865 | 2.2057 | 2.4817 | 1.2198 | 0.47459
Public road transport | 9.3175 | 8.5378 | 5.2708 | 5.6962 | 6.4493 | 7.2753 | 8.1209 | 8.5826 | 9.0433 | 9.2169 | 9.3899 | -5.5379 | 2.0385 | 2.3315 | 1.0816 | 0.37676
Private cars and motorcycles | 24.389 | 26.394 | 27.439 | 28.2997 | 33.9429 | 38.5587 | 42.9331 | 46.206 | 48.1152 | 49.3346 | 50.3411 | 1.1853 | 2.1499 | 2.3775 | 1.1461 | 0.45326
Rail | 3.22 | 2.5682 | 2.5924 | 2.9733 | 3.4196 | 3.944 | 4.5417 | 5.0107 | 5.3036 | 5.4926 | 5.638 | -2.1445 | 2.8079 | 2.8785 | 1.5628 | 0.61332
Aviation | 0.22656 | 1.5168 | 0.93726 | 1.0099 | 1.2631 | 1.5604 | 2.0007 | 2.3337 | 2.5584 | 2.6885 | 2.8041 | 15.2574 | 3.0289 | 4.7064 | 2.4892 | 0.92116
Inland navigation | 0 | 0 | 0 | 0 | 0 | 0 | 0 | 0 | 0 | 0 | 0 | 0 | 0 | 0 | 0 | 0
Travel per person (km per capita) | 6881.901 | 7262.0681 | 6722.956 | 7010.796 | 8327.5606 | 9549.0281 | 10855.8091 | 11928.5211 | 12746.7804 | 13385.6743 | 14037.4041 | -0.2334 | 2.1635 | 2.6868 | 1.6187 | 0.96913
Freight transport activity (Gtkm) | 19.6219 | 21.394 | 21.8156 | 22.9376 | 26.0552 | 28.9853 | 32.0669 | 34.2893 | 35.7106 | 36.5751 | 37.3337 | 1.0654 | 1.7918 | 2.0977 | 1.082 | 0.44549
Trucks | 7.0096 | 11.1907 | 12.5216 | 13.5166 | 15.0492 | 16.3841 | 17.8384 | 18.8672 | 19.5106 | 19.8792 | 20.2295 | 5.9733 | 1.8557 | 1.7148 | 0.90006 | 0.36251
Rail | 11.233 | 9.463 | 8.105 | 8.2122 | 9.6861 | 11.1874 | 12.7177 | 13.8431 | 14.5793 | 15.0515 | 15.446 | -3.2111 | 1.798 | 2.7605 | 1.3755 | 0.57913
Inland navigation | 1.3793 | 0.7403 | 1.189 | 1.2088 | 1.3199 | 1.4138 | 1.5108 | 1.5789 | 1.6207 | 1.6444 | 1.6582 | -1.4737 | 1.0503 | 1.3596 | 0.70451 | 0.22918
Freight activity per unit of GDP (tkm/000 Euro'13) | 454.9098 | 390.3747 | 316.7392 | 299.8643 | 292.5961 | 284.2552 | 274.8594 | 269.0325 | 265.5088 | 263.4852 | 261.623 | -3.5555 | -0.78972 | -0.62339 | -0.34552 | -0.14733
Energy demand in transport (ktoe) | 1454.5 | 1793.603 | 2240.5402 | 2205.1322 | 2349.8203 | 2412.5235 | 2533.0989 | 2629.8939 | 2666.856 | 2666.3907 | 2666.9492 | 4.4152 | 0.47735 | 0.75387 | 0.51589 | 0.00034958
Public road transport | 193.2431 | 185.4667 | 132.473 | 140.8291 | 154.9009 | 166.8161 | 179.3937 | 184.7879 | 190.5995 | 191.2015 | 192.1159 | -3.7053 | 1.5764 | 1.4788 | 0.60776 | 0.079277
Private cars and motorcycles | 829.5098 | 991.9026 | 1193.8992 | 1154.7904 | 1209.5917 | 1225.2228 | 1296.1281 | 1352.8463 | 1371.2534 | 1371.7965 | 1370.9953 | 3.7086 | 0.13067 | 0.69338 | 0.56503 | -0.0018823
Trucks | 307.6055 | 527.0516 | 821.1118 | 814.4179 | 873.5601 | 892.5024 | 913.2249 | 936.4081 | 942.2082 | 937.2451 | 935.5116 | 10.3166 | 0.6211 | 0.44504 | 0.31293 | -0.071303
Rail | 83 | 42.5 | 39.8 | 40.7293 | 47.5529 | 54.0005 | 60.2774 | 64.1276 | 65.8987 | 66.5018 | 66.5992 | -7.0861 | 1.7957 | 2.3995 | 0.89561 | 0.1058
Aviation | 26.7 | 39.3 | 41.4 | 43.8782 | 52.7989 | 61.8425 | 71.2134 | 78.4035 | 83.35 | 86.0377 | 88.1545 | 4.4838 | 2.4619 | 3.0371 | 1.5861 | 0.562
Inland navigation | 14.4416 | 7.382 | 11.8563 | 10.4873 | 11.4158 | 12.1393 | 12.8615 | 13.3205 | 13.5462 | 13.6082 | 13.5727 | -1.9532 | -0.37791 | 1.1995 | 0.52001 | 0.01958
Efficiency indicator (activity related)
Passenger transport (toe/Mpkm) | 28.5643 | 30.8033 | 37.2689 | 34.8285 | 31.0203 | 27.8964 | 26.3808 | 25.491 | 24.7664 | 24.1672 | 23.6743 | 2.6957 | -1.8184 | -1.607 | -0.6295 | -0.44997
Freight transport (toe/Mtkm) | 19.8904 | 26.66 | 39.7321 | 37.452 | 35.506 | 32.7902 | 30.478 | 29.2898 | 28.3377 | 27.5495 | 26.9448 | 7.1642 | -1.1183 | -1.5154 | -0.72546 | -0.50275
| 0 | 0 | 0 | 0 | 0 | 0 | 0 | 0 | 0 | 0 | 0 | 0 | 0 | 0 | 0 | 0
Source: PRIMES

## industry
Slovak Republic:Reference scenario(REF2015f) | [15 empty] | INDUSTRY
| 2000 | 2005 | 2010 | 2015 | 2020 | 2025 | 2030 | 2035 | 2040 | 2045 | 2050 | '00-'10 | '10-'20 | '20-'30 | '30-'40 | '40-'50
Annual % Change
Sectoral Value Added (in 000 MEuro'13) | 5.3126 | 9.1202 | 13.0091 | 13.9218 | 15.8606 | 17.785 | 20.1058 | 21.7983 | 22.703 | 23.1905 | 23.5827 | 9.369 | 2.0017 | 2.4 | 1.2223 | 0.38087
Iron and steel | 0.69293 | 1.1321 | 0.79096 | 0.79707 | 0.86805 | 0.91983 | 0.96141 | 0.98864 | 0.99952 | 0.97269 | 0.94068 | 1.332 | 0.93442 | 1.0268 | 0.38946 | -0.60491
Non ferrous metals | 0.36461 | 0.28371 | 0.23522 | 0.24775 | 0.27487 | 0.29478 | 0.31175 | 0.32581 | 0.32858 | 0.3221 | 0.31385 | -4.2884 | 1.5699 | 1.267 | 0.52715 | -0.45755
Chemicals | 0.35633 | 0.40758 | 0.57779 | 0.56824 | 0.62026 | 0.66908 | 0.72466 | 0.75848 | 0.77891 | 0.78512 | 0.78721 | 4.9523 | 0.71189 | 1.5678 | 0.72455 | 0.10608
Non metallic minerals | 0.3735 | 0.49521 | 0.57496 | 0.62792 | 0.71036 | 0.80069 | 0.90389 | 0.9577 | 0.98356 | 0.99521 | 1.0026 | 4.4084 | 2.1371 | 2.4386 | 0.84836 | 0.19167
Paper and pulp | 0.3805 | 0.42508 | 0.50504 | 0.50673 | 0.55979 | 0.62091 | 0.68598 | 0.73086 | 0.75837 | 0.77044 | 0.7775 | 2.872 | 1.0345 | 2.0537 | 1.0083 | 0.2494
Food, drink and tobacco | 0.509 | 0.86223 | 1.0356 | 1.2386 | 1.4147 | 1.5991 | 1.7939 | 1.9389 | 2.0184 | 2.0302 | 2.0225 | 7.3611 | 3.1689 | 2.4028 | 1.1859 | 0.020387
Engineering | 1.2236 | 2.9067 | 5.9738 | 6.5702 | 7.7447 | 8.9071 | 10.3531 | 11.5231 | 12.2063 | 12.7908 | 13.3473 | 17.1818 | 2.6302 | 2.9454 | 1.6602 | 0.89766
Textiles | 0.62728 | 0.7572 | 0.70049 | 0.68171 | 0.67784 | 0.67547 | 0.67468 | 0.64903 | 0.60965 | 0.56011 | 0.5142 | 1.1101 | -0.32816 | -0.046758 | -1.0084 | -1.6883
Other industries | 0.78483 | 1.8503 | 2.6152 | 2.6836 | 2.99 | 3.2979 | 3.6964 | 3.9259 | 4.0198 | 3.9639 | 3.8769 | 12.7909 | 1.3483 | 2.1434 | 0.84218 | -0.3614
Final Energy Demand (in ktoe) | 4532.3 | 4713.1 | 4360.7 | 4420.0321 | 4594.575 | 4594.3951 | 4502.6766 | 4272.7465 | 4003.4389 | 3901.0419 | 3826.8709 | -0.38523 | 0.5238 | -0.20184 | -1.1683 | -0.45005
By sector
Iron and steel | 1865.9604 | 2160.3 | 2150.6 | 2130.7713 | 2232.4798 | 2218.1604 | 2144.4676 | 2020.4183 | 1788.5615 | 1732.3025 | 1703.8037 | 1.4298 | 0.37436 | -0.40141 | -1.7984 | -0.48431
Non ferrous metals | 264.8667 | 241 | 245.8 | 234.9623 | 228.3721 | 224.6311 | 214.6278 | 210.9239 | 208.6367 | 207.7328 | 208.8138 | -0.7443 | -0.73272 | -0.61879 | -0.28271 | 0.0084856
Chemicals | 591.5487 | 501.1 | 334.5 | 329.8293 | 340.4047 | 341.7743 | 335.9283 | 293.4328 | 284.22 | 272.7651 | 263.3441 | -5.5416 | 0.17514 | -0.13229 | -1.6576 | -0.75997
Non metallic minerals | 703.9909 | 498.5 | 376.2 | 388.7258 | 380.9456 | 375.0259 | 370.1157 | 357.8526 | 333.0005 | 326.3183 | 317.7059 | -6.0741 | 0.12544 | -0.28799 | -1.0512 | -0.46907
Paper and pulp | 251.4661 | 486.1 | 530.3 | 571.0899 | 578.7702 | 565.2085 | 526.8973 | 448.9671 | 440.8924 | 413.791 | 394.2791 | 7.7468 | 0.87846 | -0.9346 | -1.7663 | -1.1112
Food, drink and tobacco | 187.5305 | 212.4 | 120.3 | 150.3563 | 157.8127 | 153.4918 | 133.7467 | 132.4101 | 130.8232 | 130.1895 | 126.8567 | -4.3424 | 2.7514 | -1.641 | -0.22077 | -0.30741
Engineering | 240.0593 | 226.7 | 306.7 | 320.1035 | 367.1526 | 397.6471 | 440.7783 | 472.2456 | 486.9275 | 500.3432 | 513.5428 | 2.4801 | 1.8154 | 1.8444 | 1.0007 | 0.5336
Textiles | 80.3648 | 66 | 41.8 | 45.3942 | 41.7157 | 39.2264 | 38.1693 | 35.7415 | 32.168 | 29.2154 | 25.2429 | -6.3277 | -0.020181 | -0.88454 | -1.696 | -2.3951
Other industries | 346.5126 | 321 | 254.5 | 248.7995 | 266.9215 | 279.2296 | 297.9457 | 300.7547 | 298.2091 | 288.384 | 273.2819 | -3.039 | 0.47768 | 1.1056 | 0.0088398 | -0.86911
By fuel
Solids | 1490.1 | 1489.9 | 1303.8 | 1169.2584 | 1188.4015 | 1204.9794 | 1085.544 | 907.4873 | 667.3583 | 553.7259 | 482.7327 | -1.3267 | -0.92246 | -0.90119 | -4.7486 | -3.1868
Oil | 219.3 | 312.8 | 106.3 | 104.7442 | 91.7912 | 81.9864 | 74.6772 | 58.0987 | 43.6885 | 34.9566 | 30.902 | -6.9858 | -1.4568 | -2.0423 | -5.2197 | -3.4034
Gas | 1648 | 1581.8 | 1515.7 | 1408.915 | 1422.8473 | 1347.0863 | 1290.5429 | 1239.1013 | 1191.3996 | 1179.2205 | 1159.1652 | -0.83336 | -0.63018 | -0.97122 | -0.79616 | -0.27391
Electricity | 837.6 | 948.9 | 939.5 | 1055.8763 | 1103.306 | 1166.8921 | 1198.4721 | 1201.5816 | 1203.3894 | 1197.4619 | 1198.5538 | 1.1547 | 1.6202 | 0.8308 | 0.040954 | -0.040256
Heat (distributed CHP) (A) | 17.9 | 81.9 | 106.5 | 122.2352 | 133.2213 | 149.2854 | 151.6584 | 142.0579 | 145.6438 | 148.154 | 149.296 | 19.5225 | 2.2639 | 1.3046 | -0.40385 | 0.24797
Other (Biomass, waste, hydrogen etc.) | 319.4 | 297.8 | 388.9 | 559.003 | 655.0077 | 644.1656 | 701.782 | 724.4197 | 751.9593 | 787.5229 | 806.2212 | 1.9883 | 5.3515 | 0.69214 | 0.69298 | 0.69919
Fuel use as raw material (in ktoe) | 1364.6 | 1278.6 | 1052.9 | 1596.9292 | 1738.4559 | 1885.594 | 2046.3844 | 2146.2343 | 2176.931 | 2189.025 | 2168.8265 | -2.5598 | 5.1423 | 1.6441 | 0.62033 | -0.037292
By sector
Petrochemical industry | 525.4 | 1005.2 | 778.7 | 1355.4776 | 1458.9096 | 1567.1911 | 1689.6331 | 1761.3541 | 1778.8035 | 1784.3441 | 1784.8929 | 4.0131 | 6.4795 | 1.4791 | 0.51562 | 0.034181
Other non energy uses | 839.2 | 273.4 | 274.2 | 241.4515 | 279.5462 | 318.4028 | 356.7514 | 384.8802 | 398.1275 | 404.6808 | 383.9336 | -10.583 | 0.19329 | 2.4687 | 1.1034 | -0.36237
By fuel
Solids | 34.7 | 36.8 | 51 | 21.7114 | 24.7421 | 27.9782 | 31.15 | 33.0497 | 33.4709 | 33.1122 | 30.8171 | 3.926 | -6.9778 | 2.3298 | 0.72121 | -0.82267
Oil | 1329.9 | 856.4 | 791.8 | 693.7415 | 764.9749 | 838.4607 | 916.4545 | 967.764 | 986.6921 | 995.5416 | 977.2813 | -5.0533 | -0.34406 | 1.8231 | 0.74119 | -0.095788
Gas | 0 | 385.4 | 210.1 | 881.4763 | 948.7389 | 1019.1551 | 1098.7799 | 1145.4206 | 1156.768 | 1160.3711 | 1160.728 | 0 | 16.2712 | 1.4791 | 0.51562 | 0.034181
Energy intensity (toe/MEuro'13) | 853.1226 | 516.7784 | 335.2029 | 317.4899 | 289.6841 | 258.3304 | 223.9489 | 196.0127 | 176.3395 | 168.2175 | 162.2747 | -8.9186 | -1.4489 | -2.5409 | -2.3617 | -0.82776
Iron and steel | 2692.8724 | 1908.1875 | 2718.9873 | 2673.2616 | 2571.8292 | 2411.4885 | 2230.5365 | 2043.6352 | 1789.421 | 1780.9485 | 1811.2522 | 0.096557 | -0.55488 | -1.4137 | -2.1794 | 0.12134
Non ferrous metals | 726.4376 | 849.4647 | 1044.9743 | 948.3996 | 830.8425 | 762.0176 | 688.4672 | 647.3745 | 634.9719 | 644.9365 | 665.3343 | 3.7029 | -2.267 | -1.8622 | -0.80561 | 0.46818
Chemicals | 1660.1301 | 1229.4558 | 578.9335 | 580.4412 | 548.8083 | 510.8116 | 463.5657 | 386.869 | 364.8936 | 347.417 | 334.5267 | -9.9987 | -0.53296 | -1.6738 | -2.365 | -0.86513
Non metallic minerals | 1884.8673 | 1006.6394 | 654.3012 | 619.066 | 536.2716 | 468.3784 | 409.4718 | 373.6591 | 338.5658 | 327.8887 | 316.8892 | -10.0399 | -1.9696 | -2.6617 | -1.8835 | -0.65948
Paper and pulp | 660.8865 | 1143.5603 | 1050.0145 | 1127.0158 | 1033.9107 | 910.296 | 768.0937 | 614.297 | 581.3663 | 537.0818 | 507.1112 | 4.7386 | -0.15444 | -2.9282 | -2.7469 | -1.3572
Food, drink and tobacco | 368.4304 | 246.3393 | 116.1663 | 121.3944 | 111.5494 | 95.9839 | 74.557 | 68.2924 | 64.8169 | 64.1278 | 62.7237 | -10.9011 | -0.40473 | -3.949 | -1.3902 | -0.32773
Engineering | 196.1846 | 77.9926 | 51.3405 | 48.7207 | 47.4071 | 44.6438 | 42.5744 | 40.9827 | 39.8916 | 39.1175 | 38.4754 | -12.546 | -0.79392 | -1.0694 | -0.64876 | -0.36082
Textiles | 128.1167 | 87.1627 | 59.6723 | 66.5888 | 61.542 | 58.0727 | 56.5739 | 55.0689 | 52.7649 | 52.1599 | 49.0918 | -7.3561 | 0.309 | -0.83818 | -0.6946 | -0.71894
Other industries | 441.5145 | 173.4812 | 97.3139 | 92.7095 | 89.2699 | 84.6677 | 80.6036 | 76.6086 | 74.185 | 72.7533 | 70.4903 | -14.0347 | -0.85906 | -1.016 | -0.82638 | -0.50956
CO2 EMISSIONS (in kt CO2) | 13331.1606 | 14074.0406 | 12804.4777 | 12018.8195 | 12105.6035 | 10418.217 | 9483.9077 | 8326.2971 | 6829.0711 | 6101.6715 | 5632.9757 | -0.40228 | -0.55969 | -2.4112 | -3.2307 | -1.9071
Iron and steel | 8836.7792 | 10077.2954 | 10153.3871 | 9927.5072 | 10072.7854 | 8446.9994 | 7698.2252 | 6725.3701 | 5340.9009 | 4649.8607 | 4231.5213 | 1.3985 | -0.079669 | -2.6527 | -3.5899 | -2.3014
Non ferrous metals | 98.5074 | 103.1392 | 87.2556 | 47.1283 | 47.6716 | 37.7706 | 23.9028 | 19.6156 | 18.3079 | 17.8828 | 17.6935 | -1.2056 | -5.866 | -6.6705 | -2.6314 | -0.34077
Chemicals | 1341.8472 | 859.0873 | 485.9648 | 351.6186 | 338.3426 | 304.2148 | 264.247 | 202.2978 | 183.3117 | 166.471 | 157.338 | -9.6579 | -3.556 | -2.4414 | -3.5909 | -1.5163
Non metallic minerals | 1257.5085 | 1306.1562 | 992.0172 | 744.2432 | 689.198 | 653.9773 | 568.0299 | 486.182 | 415.6207 | 390.6356 | 371.1796 | -2.3436 | -3.5766 | -1.915 | -3.0757 | -1.1245
Paper and pulp | 592.9181 | 463.1685 | 257.9996 | 81.5117 | 69.0656 | 61.6716 | 56.1168 | 48.9668 | 50.414 | 51.3804 | 51.364 | -7.9842 | -12.3475 | -2.0548 | -1.0659 | 0.18687
Food, drink and tobacco | 244.8344 | 391.0881 | 184.2248 | 242.1194 | 251.9819 | 207.8424 | 132.0523 | 108.2826 | 99.802 | 94.1212 | 83.477 | -2.8042 | 3.1816 | -6.2573 | -2.7613 | -1.7703
Engineering | 407.2895 | 323.8434 | 331.4829 | 302.4645 | 349.495 | 370.4823 | 397.8056 | 413.2843 | 416.7753 | 422.8261 | 428.5367 | -2.0384 | 0.53053 | 1.3032 | 0.46692 | 0.27868
Textiles | 142.6259 | 96.6954 | 63.6512 | 72.2683 | 61.6569 | 56.3468 | 51.5451 | 44.2685 | 37.5524 | 33.2656 | 26.5444 | -7.7512 | -0.31783 | -1.7753 | -3.1176 | -3.4097
Other industries | 408.8503 | 453.5671 | 248.4945 | 249.9584 | 225.4064 | 278.9118 | 291.9828 | 278.0295 | 266.386 | 275.2278 | 265.3212 | -4.8574 | -0.97041 | 2.6217 | -0.91329 | -0.040047
Carbon intensity (in t CO2/toe) | 2.9414 | 2.9862 | 2.9363 | 2.7192 | 2.6348 | 2.2676 | 2.1063 | 1.9487 | 1.7058 | 1.5641 | 1.472 | -0.017122 | -1.0779 | -2.2138 | -2.0868 | -1.4636
Iron and steel | 4.7358 | 4.6648 | 4.7212 | 4.6591 | 4.5119 | 3.8081 | 3.5898 | 3.3287 | 2.9861 | 2.6842 | 2.4836 | -0.030856 | -0.45234 | -2.2603 | -1.8243 | -1.826
Non ferrous metals | 0.37191 | 0.42796 | 0.35499 | 0.20058 | 0.20875 | 0.16815 | 0.11137 | 0.092998 | 0.08775 | 0.086086 | 0.084734 | -0.46473 | -5.1711 | -6.0894 | -2.3553 | -0.34922
Chemicals | 2.2684 | 1.7144 | 1.4528 | 1.0661 | 0.99394 | 0.8901 | 0.78662 | 0.68942 | 0.64496 | 0.61031 | 0.59746 | -4.3578 | -3.7246 | -2.3122 | -1.9659 | -0.76213
Non metallic minerals | 1.7863 | 2.6202 | 2.6369 | 1.9146 | 1.8092 | 1.7438 | 1.5347 | 1.3586 | 1.2481 | 1.1971 | 1.1683 | 3.9718 | -3.6974 | -1.6317 | -2.0461 | -0.65851
Paper and pulp | 2.3578 | 0.95283 | 0.48652 | 0.14273 | 0.11933 | 0.10911 | 0.1065 | 0.10907 | 0.11435 | 0.12417 | 0.13027 | -14.5999 | -13.1108 | -1.1308 | 0.71291 | 1.3127
Food, drink and tobacco | 1.3056 | 1.8413 | 1.5314 | 1.6103 | 1.5967 | 1.3541 | 0.98733 | 0.81778 | 0.76288 | 0.72296 | 0.65804 | 1.6081 | 0.41868 | -4.6933 | -2.5461 | -1.4674
Engineering | 1.6966 | 1.4285 | 1.0808 | 0.9449 | 0.95191 | 0.93169 | 0.90251 | 0.87515 | 0.85593 | 0.84507 | 0.83447 | -4.4092 | -1.2619 | -0.53148 | -0.52849 | -0.25357
Textiles | 1.7747 | 1.4651 | 1.5228 | 1.592 | 1.478 | 1.4364 | 1.3504 | 1.2386 | 1.1674 | 1.1386 | 1.0516 | -1.5196 | -0.29771 | -0.89875 | -1.4461 | -1.0395
Other industries | 1.1799 | 1.413 | 0.9764 | 1.0047 | 0.84447 | 0.99886 | 0.97999 | 0.92444 | 0.89329 | 0.95438 | 0.97087 | -1.8753 | -1.4412 | 1.4995 | -0.92205 | 0.83634
| 0 | 0 | 0 | 0 | 0 | 0 | 0 | 0 | 0 | 0 | 0 | 0 | 0 | 0 | 0 | 0
Source: PRIMES

## domestic
Slovak Republic:Reference scenario(REF2015f) | [15 empty] | RESIDENTIAL, SERVICES AND AGRICULTURE
| 2000 | 2005 | 2010 | 2015 | 2020 | 2025 | 2030 | 2035 | 2040 | 2045 | 2050 | '00-'10 | '10-'20 | '20-'30 | '30-'40 | '40-'50
Annual % Change
RESIDENTIAL SECTOR
Key indicators
Private Consumption (in Euro'13/capita) | 4939.7517 | 6267.8436 | 7456.6924 | 8048.8908 | 9529.3097 | 11148.1195 | 13112.8525 | 14800.7504 | 16174.4305 | 17318.1975 | 18526.7196 | 4.2039 | 2.4829 | 3.2437 | 2.1206 | 1.3671
Population (mio) | 5.3987 | 5.3727 | 5.3904 | 5.4172 | 5.4127 | 5.3763 | 5.3056 | 5.2088 | 5.1009 | 4.9854 | 4.8565 | -0.015287 | 0.041357 | -0.19974 | -0.39261 | -0.4898
Number of households (mio) | 1.6871 | 1.8192 | 1.9076 | 2.0337 | 2.0584 | 2.0711 | 2.0731 | 2.0581 | 2.0327 | 2 | 1.9616 | 1.2359 | 0.76403 | 0.070947 | -0.19643 | -0.35574
Households size (inhabitants/household) | 3.2 | 2.9533 | 2.8258 | 2.6637 | 2.6296 | 2.5959 | 2.5593 | 2.5308 | 2.5094 | 2.4926 | 2.4759 | -1.2359 | -0.71719 | -0.27049 | -0.19658 | -0.13454
Final Energy Demand (in ktoe) | 2586.2 | 2540.3 | 2311.9 | 2176.1787 | 2207.4031 | 2222.8959 | 2194.1734 | 2169.9713 | 2144.651 | 2127.9886 | 2127.7867 | -1.1149 | -0.46146 | -0.060096 | -0.22803 | -0.078914
By end use
Heating and cooling (incl. cooking) | 2328.8185 | 2276.2549 | 2041.1015 | 1857.3634 | 1879.5909 | 1876.7441 | 1841.6296 | 1803.5565 | 1769.738 | 1740.2108 | 1722.8096 | -1.3101 | -0.82097 | -0.20383 | -0.3974 | -0.26839
Electric appliances and lighting | 257.3815 | 264.0451 | 270.7985 | 318.9203 | 327.8122 | 346.1518 | 352.5439 | 366.4148 | 374.913 | 387.7778 | 404.9771 | 0.50945 | 1.929 | 0.72999 | 0.61709 | 0.77435
By fuel
Solids | 58.5 | 50.2 | 52.9 | 25.6954 | 15.3313 | 12.9226 | 12.9695 | 12.4291 | 11.8602 | 11.318 | 10.8339 | -1.0012 | -11.6488 | -1.659 | -0.89019 | -0.90097
Oil | 13.2 | 7.7 | 13.2 | 10.2393 | 9.0027 | 9.247 | 9.4302 | 9.303 | 9.282 | 9.1454 | 9.0699 | 0 | -3.7546 | 0.46497 | -0.15826 | -0.23087
Gas | 1642.2 | 1417.5 | 1332.2 | 1150.8955 | 1104.1933 | 1112.0516 | 1091.8036 | 1062.7473 | 1044.5451 | 1027.9941 | 1016.1278 | -2.0703 | -1.8597 | -0.11278 | -0.44152 | -0.27544
Electricity | 466 | 404.2 | 375.8 | 438.0608 | 444.0536 | 462.7981 | 471.9496 | 485.864 | 492.3864 | 505.253 | 523.3459 | -2.1283 | 1.6829 | 0.61113 | 0.42482 | 0.61165
Heat | 406.1 | 625.5 | 491.1 | 506.1696 | 580.6255 | 575.4172 | 555.3642 | 547.1185 | 532.1755 | 515.1468 | 506.2076 | 1.9187 | 1.6887 | -0.44383 | -0.4256 | -0.49902
Other | 0.2 | 35.2 | 46.7 | 45.1181 | 54.1967 | 50.4594 | 52.6564 | 52.5094 | 54.4019 | 59.1314 | 62.2017 | 72.5157 | 1.4999 | -0.28791 | 0.32665 | 1.3489
Energy intensity
Household income related (toe/MEuro'13) | 96.9776 | 75.4354 | 57.5176 | 49.9092 | 42.796 | 37.0881 | 31.5384 | 28.1471 | 25.9943 | 24.6473 | 23.6485 | -5.0898 | -2.9132 | -3.0063 | -1.9147 | -0.94131
Population related (toe/capita) | 0.47905 | 0.47282 | 0.42889 | 0.40171 | 0.40782 | 0.41346 | 0.41356 | 0.4166 | 0.42044 | 0.42685 | 0.43813 | -1.0998 | -0.50261 | 0.13992 | 0.16524 | 0.41291
CO2 EMISSIONS (in kt CO2) | 4139.9556 | 3562.8725 | 3387.6265 | 2838.8856 | 2680.7072 | 2689.817 | 2642.9186 | 2572.0844 | 2526.9084 | 2485.4184 | 2455.3347 | -1.9856 | -2.3133 | -0.14187 | -0.44787 | -0.28692
Carbon intensity
Household income related (t CO2/MEuro'13) | 155.2404 | 105.8012 | 84.2806 | 65.1079 | 51.9721 | 44.8785 | 37.9885 | 33.363 | 30.6275 | 28.7872 | 27.2889 | -5.9254 | -4.7194 | -3.0856 | -2.1308 | -1.1475
Population related (t CO2 per capita) | 0.76685 | 0.66315 | 0.62845 | 0.52405 | 0.49526 | 0.50031 | 0.49814 | 0.4938 | 0.49538 | 0.49854 | 0.50557 | -1.9706 | -2.3537 | 0.057989 | -0.05547 | 0.20388
Fuel consumption related (t CO2 per toe) | 1.6008 | 1.4025 | 1.4653 | 1.3045 | 1.2144 | 1.2101 | 1.2045 | 1.1853 | 1.1782 | 1.168 | 1.1539 | -0.88046 | -1.8604 | -0.081821 | -0.22034 | -0.20817
SERVICES AND AGRICULTURE SECTOR
SECTORAL VALUE ADDED (in 000 MEuro'13) | 29.823 | 33.1928 | 40.8683 | 46.4532 | 54.5322 | 62.8553 | 72.3544 | 79.3649 | 84.409 | 87.6224 | 90.5475 | 3.2009 | 2.9264 | 2.8682 | 1.5529 | 0.70447
Services | 28.6443 | 31.6205 | 39.0698 | 44.5528 | 52.4583 | 60.6279 | 69.9208 | 76.8292 | 81.8527 | 85.1235 | 88.1182 | 3.1526 | 2.9905 | 2.9151 | 1.5881 | 0.74032
Market services | 16.6481 | 16.3329 | 20.5865 | 24.4849 | 28.7731 | 33.2431 | 38.3481 | 42.0159 | 44.7801 | 46.7018 | 48.3813 | 2.1461 | 3.4048 | 2.9143 | 1.5627 | 0.77649
Non market services | 6.9181 | 7.3078 | 8.8656 | 9.0244 | 10.3902 | 11.7012 | 13.0958 | 14.0329 | 14.3514 | 14.2074 | 13.9958 | 2.5114 | 1.5995 | 2.3413 | 0.91975 | -0.25059
Trade | 5.2648 | 8.0444 | 9.6177 | 11.0436 | 13.295 | 15.6836 | 18.4769 | 20.7804 | 22.7211 | 24.2142 | 25.7412 | 6.2109 | 3.2908 | 3.3461 | 2.0892 | 1.2558
Agriculture | 1.1787 | 1.5724 | 1.7985 | 1.9003 | 2.0739 | 2.2274 | 2.4336 | 2.5357 | 2.5564 | 2.4989 | 2.4292 | 4.3156 | 1.4352 | 1.612 | 0.49344 | -0.50884
Final Energy Demand (in ktoe) | 2407.3 | 1916.2 | 2240.1 | 2038.1154 | 2150.8879 | 2128.655 | 2110.727 | 2115.6622 | 2119.497 | 2117.7789 | 2097.7168 | -0.71727 | -0.40557 | -0.18831 | 0.041472 | -0.10324
By sector
Services | 2200.4 | 1751.1 | 2105.6 | 1900.0095 | 2003.3135 | 1972.6073 | 1945.6218 | 1946.3816 | 1951.2446 | 1954.703 | 1940.4551 | -0.43942 | -0.49674 | -0.29178 | 0.028862 | -0.055433
Agriculture | 206.9 | 165.1 | 134.5 | 138.1059 | 147.5744 | 156.0477 | 165.1052 | 169.2806 | 168.2524 | 163.076 | 157.2617 | -4.2153 | 0.932 | 1.1288 | 0.189 | -0.67327
By end use
Heating and cooling | 1907.7084 | 1475.2953 | 1753.9824 | 1549.2035 | 1600.267 | 1521.2226 | 1462.6713 | 1417.2897 | 1377.4193 | 1330.1222 | 1281.0609 | -0.83662 | -0.91299 | -0.89503 | -0.59873 | -0.72261
Electric appliances and lighting | 366.2906 | 329.7777 | 394.1516 | 393.2064 | 448.5023 | 499.7574 | 533.5646 | 582.3359 | 627.9773 | 678.9257 | 713.4366 | 0.73578 | 1.3002 | 1.7518 | 1.6426 | 1.2841
Agriculture specific uses | 133.301 | 111.127 | 91.966 | 95.9395 | 102.1185 | 107.6751 | 114.4911 | 116.0366 | 114.1004 | 108.7311 | 103.2192 | -3.6439 | 1.0527 | 1.1502 | -0.034178 | -0.99723
By fuel
Solids | 198.7 | 32.2 | 280.7 | 99.1619 | 35.1371 | 12.4512 | 4.4142 | 1.5666 | 0.55754 | 0.19983 | 0.072972 | 3.5153 | -18.7633 | -18.7341 | -18.6903 | -18.4003
Oil | 98.9 | 132.5 | 88.6 | 78.6618 | 75.1417 | 73.299 | 73.933 | 72.1448 | 66.5378 | 60.2265 | 54.5365 | -1.0937 | -1.6341 | -0.16204 | -1.0484 | -1.9694
Gas | 1408 | 940.5 | 875 | 1062.8562 | 1174.4086 | 1051.3675 | 957.0137 | 892.5281 | 849.9913 | 814.0304 | 783.659 | -4.6456 | 2.9867 | -2.0262 | -1.1789 | -0.80923
Electricity | 506.1 | 562.6 | 713.7 | 677.4052 | 728.4359 | 836.1557 | 926.1747 | 994.6286 | 1045.5693 | 1088.9532 | 1107.6362 | 3.497 | 0.20458 | 2.4307 | 1.2199 | 0.57833
Heat | 195 | 243.8 | 253.8 | 97.4 | 101.972 | 102.206 | 100.328 | 101.7033 | 99.7123 | 95.1143 | 91.5132 | 2.6705 | -8.7151 | -0.1624 | -0.061536 | -0.85439
Other | 0.6 | 4.6 | 28.3 | 22.6304 | 35.7925 | 53.1757 | 48.8635 | 53.0908 | 57.1288 | 59.2547 | 60.2989 | 47.0156 | 2.3766 | 3.1619 | 1.5751 | 0.54152
Energy intensity
Value added related (toe/MEuro'13) | 80.7196 | 57.7294 | 54.8127 | 43.8746 | 39.4425 | 33.866 | 29.1721 | 26.6574 | 25.1098 | 24.1694 | 23.167 | -3.7966 | -3.2372 | -2.9713 | -1.4883 | -0.80206
Services | 76.8182 | 55.3787 | 53.8933 | 42.6462 | 38.1887 | 32.5363 | 27.8261 | 25.3339 | 23.8385 | 22.9631 | 22.021 | -3.4823 | -3.386 | -3.1161 | -1.5348 | -0.7899
Agriculture | 175.5284 | 105.0019 | 74.7856 | 72.6742 | 71.157 | 70.0586 | 67.8448 | 66.7594 | 65.8173 | 65.2603 | 64.7376 | -8.1779 | -0.49613 | -0.47552 | -0.30295 | -0.16527
Population related (toe/capita) | 0.44591 | 0.35666 | 0.41557 | 0.37623 | 0.39737 | 0.39593 | 0.39783 | 0.40617 | 0.41551 | 0.4248 | 0.43194 | -0.70209 | -0.44675 | 0.011458 | 0.4358 | 0.38846
Services | 0.40758 | 0.32593 | 0.39062 | 0.35073 | 0.37011 | 0.36691 | 0.36671 | 0.37367 | 0.38253 | 0.39209 | 0.39956 | -0.4242 | -0.53788 | -0.092227 | 0.42314 | 0.43651
Agriculture | 0.038324 | 0.03073 | 0.024952 | 0.025494 | 0.027264 | 0.029025 | 0.031119 | 0.032499 | 0.032985 | 0.032711 | 0.032382 | -4.2006 | 0.89027 | 1.3312 | 0.58391 | -0.18437
CO2 EMISSIONS (in kt CO2) | 4461.295 | 2743.3976 | 3476.3274 | 3143.1158 | 3129.3302 | 2741.0605 | 2488.4551 | 2319.6456 | 2198.6076 | 2093.3449 | 2004.214 | -2.4638 | -1.0461 | -2.2655 | -1.2307 | -0.92145
Services | 4046.7138 | 2386.1563 | 3185.6395 | 2855.9197 | 2854.404 | 2468.6014 | 2209.214 | 2042.8449 | 1936.0229 | 1849.5976 | 1777.4828 | -2.3641 | -1.0919 | -2.5297 | -1.3113 | -0.85074
Agriculture | 414.5811 | 357.2414 | 290.6879 | 287.1961 | 274.9262 | 272.4591 | 279.2411 | 276.8007 | 262.5848 | 243.7473 | 226.7311 | -3.4879 | -0.55592 | 0.15585 | -0.61313 | -1.4574
Carbon intensity
Value added related (t CO2/MEuro'13) | 149.5925 | 82.6504 | 85.0618 | 67.662 | 57.385 | 43.6091 | 34.3926 | 29.2276 | 26.0471 | 23.8905 | 22.1344 | -5.489 | -3.8595 | -4.9906 | -2.7411 | -1.6145
Services | 141.2748 | 75.4624 | 81.5372 | 64.1019 | 54.4129 | 40.7173 | 31.5959 | 26.5894 | 23.6525 | 21.7284 | 20.1716 | -5.3482 | -3.9639 | -5.2906 | -2.8541 | -1.5794
Agriculture | 351.7196 | 227.2018 | 161.6301 | 151.1287 | 132.5631 | 122.3221 | 114.7454 | 109.1623 | 102.7183 | 97.5436 | 93.335 | -7.4806 | -1.963 | -1.4331 | -1.1011 | -0.95338
Population related (t CO2 per capita) | 0.82637 | 0.51062 | 0.64491 | 0.58021 | 0.57814 | 0.50984 | 0.46902 | 0.44533 | 0.43102 | 0.4199 | 0.41268 | -2.4489 | -1.087 | -2.0699 | -0.84143 | -0.43377
Services | 0.74958 | 0.44413 | 0.59098 | 0.52719 | 0.52735 | 0.45916 | 0.41639 | 0.39219 | 0.37954 | 0.371 | 0.366 | -2.3492 | -1.1328 | -2.3346 | -0.92234 | -0.36271
Agriculture | 0.076793 | 0.066492 | 0.053927 | 0.053015 | 0.050792 | 0.050678 | 0.052631 | 0.053141 | 0.051478 | 0.048892 | 0.046686 | -3.4731 | -0.59703 | 0.3563 | -0.22138 | -0.97233
Fuel consumption related (t CO2 per toe) | 1.8532 | 1.4317 | 1.5519 | 1.5422 | 1.4549 | 1.2877 | 1.179 | 1.0964 | 1.0373 | 0.98846 | 0.95543 | -1.7591 | -0.6431 | -2.0811 | -1.2717 | -0.81906
Services | 1.8391 | 1.3627 | 1.5129 | 1.5031 | 1.4248 | 1.2514 | 1.1355 | 1.0496 | 0.9922 | 0.94623 | 0.91601 | -1.9332 | -0.59812 | -2.2445 | -1.3398 | -0.79574
Agriculture | 2.0038 | 2.1638 | 2.1612 | 2.0795 | 1.863 | 1.746 | 1.6913 | 1.6352 | 1.5607 | 1.4947 | 1.4417 | 0.7594 | -1.4742 | -0.96212 | -0.80062 | -0.78941
| 0 | 0 | 0 | 0 | 0 | 0 | 0 | 0 | 0 | 0 | 0 | 0 | 0 | 0 | 0 | 0
Source: PRIMES

## transport
Slovak Republic:Reference scenario(REF2015f) | [15 empty] | TRANSPORT SECTOR
| 2000 | 2005 | 2010 | 2015 | 2020 | 2025 | 2030 | 2035 | 2040 | 2045 | 2050 | '00-'10 | '10-'20 | '20-'30 | '30-'40 | '40-'50
Annual % Change
Transport activity
Passenger transport activity (Gpkm) | 37.153 | 39.0168 | 36.2395 | 37.9792 | 45.075 | 51.3384 | 57.5965 | 62.1331 | 65.0205 | 66.7326 | 68.173 | -0.24865 | 2.2057 | 2.4817 | 1.2198 | 0.47459
Public road transport | 9.3175 | 8.5378 | 5.2708 | 5.6962 | 6.4493 | 7.2753 | 8.1209 | 8.5826 | 9.0433 | 9.2169 | 9.3899 | -5.5379 | 2.0385 | 2.3315 | 1.0816 | 0.37676
Private cars(1) | 23.929 | 25.824 | 26.879 | 27.6725 | 33.2484 | 37.7703 | 42.0517 | 45.2645 | 47.1135 | 48.3061 | 49.2854 | 1.1693 | 2.1494 | 2.3767 | 1.1431 | 0.45169
Motorcycles | 0.46 | 0.57 | 0.56 | 0.62724 | 0.6945 | 0.78832 | 0.88146 | 0.94159 | 1.0017 | 1.0285 | 1.0557 | 1.9866 | 2.1759 | 2.4125 | 1.2865 | 0.52659
Rail | 3.22 | 2.5682 | 2.5924 | 2.9733 | 3.4196 | 3.944 | 4.5417 | 5.0107 | 5.3036 | 5.4926 | 5.638 | -2.1445 | 2.8079 | 2.8785 | 1.5628 | 0.61332
Aviation(2) | 0.22656 | 1.5168 | 0.93726 | 1.0099 | 1.2631 | 1.5604 | 2.0007 | 2.3337 | 2.5584 | 2.6885 | 2.8041 | 15.2574 | 3.0289 | 4.7064 | 2.4892 | 0.92116
Inland navigation | 0 | 0 | 0 | 0 | 0 | 0 | 0 | 0 | 0 | 0 | 0 | 0 | 0 | 0 | 0 | 0
Freight transport activity (Gtkm) | 19.6219 | 21.394 | 21.8156 | 22.9376 | 26.0552 | 28.9853 | 32.0669 | 34.2893 | 35.7106 | 36.5751 | 37.3337 | 1.0654 | 1.7918 | 2.0977 | 1.082 | 0.44549
Trucks(1) | 7.0096 | 11.1907 | 12.5216 | 13.5166 | 15.0492 | 16.3841 | 17.8384 | 18.8672 | 19.5106 | 19.8792 | 20.2295 | 5.9733 | 1.8557 | 1.7148 | 0.90006 | 0.36251
Rail | 11.233 | 9.463 | 8.105 | 8.2122 | 9.6861 | 11.1874 | 12.7177 | 13.8431 | 14.5793 | 15.0515 | 15.446 | -3.2111 | 1.798 | 2.7605 | 1.3755 | 0.57913
Inland navigation | 1.3793 | 0.7403 | 1.189 | 1.2088 | 1.3199 | 1.4138 | 1.5108 | 1.5789 | 1.6207 | 1.6444 | 1.6582 | -1.4737 | 1.0503 | 1.3596 | 0.70451 | 0.22918
Detailed Results
Activity indicators
Travel per person (km per capita) | 6881.901 | 7262.0681 | 6722.956 | 7010.796 | 8327.5606 | 9549.0281 | 10855.8091 | 11928.5211 | 12746.7804 | 13385.6743 | 14037.4041 | -0.2334 | 2.1635 | 2.6868 | 1.6187 | 0.96913
Freight activity per unit of GDP (tkm/000 Euro'13) | 454.9098 | 390.3747 | 316.7392 | 299.8643 | 292.5961 | 284.2552 | 274.8594 | 269.0325 | 265.5088 | 263.4852 | 261.623 | -3.5555 | -0.78972 | -0.62339 | -0.34552 | -0.14733
Final Energy Demand (in ktoe) | 1454.5 | 1793.603 | 2240.5402 | 2205.1322 | 2349.8203 | 2412.5235 | 2533.0989 | 2629.8939 | 2666.856 | 2666.3907 | 2666.9492 | 4.4152 | 0.47735 | 0.75387 | 0.51589 | 0.00034958
By transport mean
Road transport | 1330.3584 | 1704.421 | 2147.4839 | 2110.0374 | 2238.0527 | 2284.5413 | 2388.7467 | 2474.0423 | 2504.0611 | 2500.2431 | 2498.6228 | 4.905 | 0.41395 | 0.65375 | 0.47256 | -0.021739
Public road transport | 193.2431 | 185.4667 | 132.473 | 140.8291 | 154.9009 | 166.8161 | 179.3937 | 184.7879 | 190.5995 | 191.2015 | 192.1159 | -3.7053 | 1.5764 | 1.4788 | 0.60776 | 0.079277
Motorcycles | 12.1878 | 15.5896 | 16.2758 | 17.9506 | 19.5984 | 21.79 | 24.0738 | 25.3116 | 26.6384 | 27.0453 | 27.5502 | 2.9346 | 1.8751 | 2.078 | 1.0175 | 0.33712
Private cars | 817.3219 | 976.313 | 1177.6234 | 1136.8398 | 1189.9933 | 1203.4328 | 1272.0543 | 1327.5347 | 1344.6149 | 1344.7511 | 1343.4451 | 3.7197 | 0.10455 | 0.66908 | 0.55629 | -0.0087038
Trucks | 307.6055 | 527.0516 | 821.1118 | 814.4179 | 873.5601 | 892.5024 | 913.2249 | 936.4081 | 942.2082 | 937.2451 | 935.5116 | 10.3166 | 0.6211 | 0.44504 | 0.31293 | -0.071303
Rail | 83 | 42.5 | 39.8 | 40.7293 | 47.5529 | 54.0005 | 60.2774 | 64.1276 | 65.8987 | 66.5018 | 66.5992 | -7.0861 | 1.7957 | 2.3995 | 0.89561 | 0.1058
Aviation | 26.7 | 39.3 | 41.4 | 43.8782 | 52.7989 | 61.8425 | 71.2134 | 78.4035 | 83.35 | 86.0377 | 88.1545 | 4.4838 | 2.4619 | 3.0371 | 1.5861 | 0.562
Inland navigation | 14.4416 | 7.382 | 11.8563 | 10.4873 | 11.4158 | 12.1393 | 12.8615 | 13.3205 | 13.5462 | 13.6082 | 13.5727 | -1.9532 | -0.37791 | 1.1995 | 0.52001 | 0.01958
By transport activity
Passenger transport | 1064.2121 | 1223.2393 | 1373.7614 | 1346.0733 | 1424.7026 | 1462.088 | 1555.7652 | 1625.5667 | 1654.9001 | 1658.7646 | 1660.9985 | 2.5861 | 0.36477 | 0.88393 | 0.61964 | 0.036789
Freight transport | 390.2879 | 570.3637 | 866.7788 | 859.0589 | 925.1178 | 950.4356 | 977.3337 | 1004.3271 | 1011.9559 | 1007.6261 | 1005.9507 | 8.306 | 0.6535 | 0.55058 | 0.34873 | -0.059501
By fuel
Solids | 0 | 0 | 0 | 0 | 0 | 0 | 0 | 0 | 0 | 0 | 0 | 0 | 0 | 0 | 0 | 0
Oil | 1371.5 | 1743.203 | 2190.7028 | 2154.4848 | 2289.3504 | 2339.1779 | 2441.8818 | 2520.3328 | 2540.8728 | 2524.8844 | 2510.7315 | 4.7946 | 0.44143 | 0.64709 | 0.39818 | -0.11926
Liquified petroleum gas | 0 | 1.1 | 2.2 | 6.1946 | 12.7867 | 18.173 | 21.1119 | 22.3191 | 22.1103 | 21.7678 | 21.3825 | 0 | 19.2432 | 5.1422 | 0.46316 | -0.33417
Gasoline | 605 | 679.3 | 623.3 | 574.728 | 526.8925 | 469.7695 | 480.8395 | 500.9843 | 508.3415 | 501.25 | 493.2571 | 0.29844 | -1.6663 | -0.91046 | 0.55775 | -0.30078
of which biofuels | 0 | 0 | 23.5935 | 19.8558 | 31.4267 | 27.7284 | 28.6779 | 30.2678 | 31.1116 | 31.0764 | 30.9784 | 0 | 2.9084 | -0.91114 | 0.81785 | -0.042895
Diesel oil | 739.8 | 1022.5 | 1523.8028 | 1529.6806 | 1696.8657 | 1789.384 | 1868.706 | 1918.6133 | 1927.0573 | 1915.8147 | 1907.923 | 7.4933 | 1.0815 | 0.9693 | 0.30795 | -0.099739
of which biofuels | 0 | 11.2 | 73.9028 | 97.9982 | 144.2807 | 149.6082 | 157.3378 | 163.6424 | 166.5031 | 167.6837 | 169.1636 | 0 | 6.919 | 0.8701 | 0.5678 | 0.15865
Kerosene | 26.7 | 39.3 | 41.4 | 43.8782 | 52.7989 | 61.8425 | 71.2134 | 78.4035 | 83.35 | 86.0377 | 88.1545 | 4.4838 | 2.4619 | 3.0371 | 1.5861 | 0.562
of which biofuels | 0 | 0 | 0 | 0 | 0 | 0 | 0 | 0.16245 | 0.43278 | 1.3854 | 1.7778 | 0 | 0 | 0 | 0 | 15.176
Residual fuel oil | 0 | 1.003 | 0 | 0.0034129 | 0.0065228 | 0.0088677 | 0.010997 | 0.012615 | 0.013662 | 0.014226 | 0.014341 | 0 | 0 | 5.362 | 2.1933 | 0.4865
of which of biomass origin | 0 | 0 | 0 | 0 | 0.00055461 | 0.0007414 | 0.00092584 | 0.0010759 | 0.0011803 | 0.001245 | 0.0012714 | 0 | 0 | 5.258 | 2.4576 | 0.74642
Other liquids | 0 | 0 | 0 | 0 | 0 | 0 | 0 | 0 | 0 | 0 | 0 | 0 | 0 | 0 | 0 | 0
Gas | 0 | 7.9 | 9.8 | 9.5484 | 9.3766 | 12.6088 | 19.1361 | 26.5169 | 32.3846 | 37.777 | 43.0434 | 0 | -0.44069 | 7.3942 | 5.4019 | 2.8861
of which biogas | 0 | 0 | 1.359e-05 | 0.0089239 | 0.34348 | 0.59681 | 0.86735 | 1.317 | 1.776 | 2.1932 | 2.6171 | 0 | 175.5935 | 9.7058 | 7.4295 | 3.9533
Methanol & ethanol | 0 | 0 | 0.23748 | 0.33628 | 1.5266 | 2.2992 | 2.603 | 2.9484 | 3.0035 | 2.9939 | 2.9704 | 0 | 20.4506 | 5.4812 | 1.4415 | -0.11055
Liquified hydrogen | 0 | 0 | 0 | 0.00029337 | 0.004948 | 0.044564 | 0.26752 | 0.96122 | 3.0169 | 5.1898 | 7.7716 | 0 | 0 | 49.0367 | 27.4147 | 9.9248
Electricity | 83 | 42.5 | 39.8 | 40.7624 | 49.5618 | 58.3931 | 69.2105 | 79.1346 | 87.5783 | 95.5456 | 102.4324 | -7.0861 | 2.2178 | 3.3957 | 2.3817 | 1.579
Electricity in road transport (%) | 0 | 0 | 0 | 0.0015694 | 0.089763 | 0.19227 | 0.37397 | 0.60658 | 0.86578 | 1.1616 | 1.4341 | 0 | 0 | 15.3384 | 8.757 | 5.1763
Biofuels in total fuels (excl.hydrogen and electricity) (%) | 0 | 0.6396 | 4.4409 | 5.4611 | 7.7199 | 7.6562 | 7.6914 | 7.7786 | 7.873 | 8.0032 | 8.1161 | 0 | 5.6851 | -0.037024 | 0.23359 | 0.30464
Vehicles efficiency
Passenger transport activity (toe/Mpkm) | 28.5643 | 30.8033 | 37.2689 | 34.8285 | 31.0203 | 27.8964 | 26.3808 | 25.491 | 24.7664 | 24.1672 | 23.6743 | 2.6957 | -1.8184 | -1.607 | -0.6295 | -0.44997
Road transport | 30.3429 | 33.7048 | 40.5497 | 38.111 | 33.7811 | 30.3713 | 28.9011 | 28.0648 | 27.3249 | 26.6944 | 26.1692 | 2.9421 | -1.8097 | -1.5481 | -0.55925 | -0.43123
Public road transport | 20.7399 | 21.7231 | 25.1335 | 24.7232 | 24.0182 | 22.9291 | 22.0902 | 21.5305 | 21.0762 | 20.7447 | 20.4599 | 1.94 | -0.45286 | -0.83326 | -0.4688 | -0.29637
Private cars | 34.1561 | 37.8064 | 43.812 | 41.082 | 35.791 | 31.8618 | 30.2498 | 29.3284 | 28.5399 | 27.8381 | 27.2585 | 2.5209 | -2.0018 | -1.668 | -0.58017 | -0.45833
Motorcycles | 26.4953 | 27.3501 | 29.0638 | 28.6184 | 28.2195 | 27.641 | 27.3113 | 26.8817 | 26.5944 | 26.2967 | 26.0974 | 0.92957 | -0.29438 | -0.3266 | -0.26561 | -0.18848
Rail | 4.5836 | 2.5582 | 2.3103 | 2.2115 | 2.1672 | 2.0808 | 1.9882 | 1.9017 | 1.8284 | 1.7713 | 1.7263 | -6.6217 | -0.63718 | -0.85822 | -0.83436 | -0.57323
Aviation(3) | 80.8378 | 17.7719 | 26.5621 | 26.1277 | 24.9484 | 23.4852 | 21.0843 | 19.7448 | 19.1244 | 18.7327 | 18.3978 | -10.5326 | -0.62478 | -1.6688 | -0.97089 | -0.3866
Inland navigation | 0 | 0 | 0 | 0 | 0 | 0 | 0 | 0 | 0 | 0 | 0 | 0 | 0 | 0 | 0 | 0
Freight transport activity (toe/Mtkm) | 19.8904 | 26.66 | 39.7321 | 37.452 | 35.506 | 32.7902 | 30.478 | 29.2898 | 28.3377 | 27.5495 | 26.9448 | 7.1642 | -1.1183 | -1.5154 | -0.72546 | -0.50275
Trucks | 43.8833 | 47.0972 | 65.5757 | 60.253 | 58.0468 | 54.4736 | 51.1943 | 49.6314 | 48.2921 | 47.1469 | 46.2449 | 4.0985 | -1.2122 | -1.2484 | -0.5819 | -0.43225
Rail | 6.075 | 3.7969 | 4.1716 | 4.1589 | 4.1443 | 4.0933 | 4.0296 | 3.9441 | 3.8549 | 3.7719 | 3.6816 | -3.6891 | -0.065623 | -0.28026 | -0.44231 | -0.45877
Inland navigation | 10.4702 | 9.9717 | 9.9717 | 8.6761 | 8.6487 | 8.5864 | 8.5131 | 8.4363 | 8.3584 | 8.2756 | 8.1853 | -0.4867 | -1.4133 | -0.1579 | -0.1832 | -0.20912
Energy intensity
Income related (toe/MEuro'13) | 33.7207 | 32.7277 | 32.5303 | 28.8278 | 26.3881 | 23.6593 | 21.7123 | 20.6341 | 19.8281 | 19.2085 | 18.6892 | -0.35878 | -2.0708 | -1.9314 | -0.90367 | -0.58984
Passenger transport (household income related) | 39.9059 | 36.3247 | 34.1777 | 30.8713 | 27.6214 | 24.3943 | 22.3621 | 21.0855 | 20.0583 | 19.2125 | 18.4606 | -1.5376 | -2.1073 | -2.0901 | -1.0814 | -0.8266
Freight transport (GDP related) | 9.0483 | 10.4074 | 12.5847 | 11.2305 | 10.3889 | 9.3208 | 8.3772 | 7.8799 | 7.5239 | 7.2589 | 7.0494 | 3.354 | -1.8992 | -2.1293 | -1.0685 | -0.64933
Population related (toe/capita) | 0.26942 | 0.33384 | 0.41565 | 0.40706 | 0.43413 | 0.44873 | 0.47744 | 0.5049 | 0.52282 | 0.53484 | 0.54915 | 4.4312 | 0.43582 | 0.95552 | 0.91209 | 0.49256
Passenger transport | 0.19713 | 0.22768 | 0.25485 | 0.24848 | 0.26321 | 0.27195 | 0.29323 | 0.31208 | 0.32443 | 0.33273 | 0.34201 | 2.6017 | 0.32328 | 1.0858 | 1.0162 | 0.52918
Freight transport | 0.072294 | 0.10616 | 0.1608 | 0.15858 | 0.17091 | 0.17678 | 0.18421 | 0.19281 | 0.19839 | 0.20212 | 0.20713 | 8.3225 | 0.61189 | 0.75182 | 0.74426 | 0.43242
CO2 EMISSIONS (in kt CO2) | 4099.8312 | 5240.862 | 6382.9038 | 6213.9956 | 6460.0004 | 6624.0828 | 6925.9651 | 7155.5559 | 7217.9616 | 7175.0244 | 7138.647 | 4.5262 | 0.12013 | 0.69891 | 0.41381 | -0.11043
Road transport | 3974.8264 | 5099.8526 | 6221.7195 | 6051.686 | 6269.0364 | 6404.0034 | 6675.8583 | 6883.2064 | 6931.0803 | 6882.9085 | 6841.5923 | 4.5825 | 0.075792 | 0.63073 | 0.37588 | -0.12987
Rail | 0 | 0 | 0 | 0 | 0 | 0 | 0 | 0 | 0 | 0 | 0 | 0 | 0 | 0 | 0 | 0
Aviation | 80.2621 | 118.1386 | 124.4513 | 131.9009 | 158.7173 | 185.9029 | 214.0724 | 235.1981 | 249.2551 | 254.4709 | 259.6545 | 4.4838 | 2.4619 | 3.0371 | 1.5333 | 0.40959
Inland navigation | 44.7427 | 22.8708 | 36.7329 | 30.4087 | 32.2467 | 34.1764 | 36.0344 | 37.1513 | 37.6261 | 37.645 | 37.4002 | -1.9532 | -1.2941 | 1.1168 | 0.4332 | -0.06021
Carbon intensity (in t CO2/toe) | 2.8187 | 2.922 | 2.8488 | 2.818 | 2.7491 | 2.7457 | 2.7342 | 2.7209 | 2.7065 | 2.6909 | 2.6767 | 0.10628 | -0.35552 | -0.05455 | -0.10156 | -0.11078
Road transport | 2.9878 | 2.9921 | 2.8972 | 2.868 | 2.8011 | 2.8032 | 2.7947 | 2.7822 | 2.7679 | 2.7529 | 2.7381 | -0.30736 | -0.33676 | -0.022873 | -0.096225 | -0.10815
Rail | 0 | 0 | 0 | 0 | 0 | 0 | 0 | 0 | 0 | 0 | 0 | 0 | 0 | 0 | 0 | 0
Aviation | 3.0061 | 3.0061 | 3.0061 | 3.0061 | 3.0061 | 3.0061 | 3.0061 | 2.9998 | 2.9905 | 2.9577 | 2.9454 | 1.3721e-08 | 0 | 0 | -0.052045 | -0.15156
Inland navigation | 3.0982 | 3.0982 | 3.0982 | 2.8996 | 2.8247 | 2.8154 | 2.8017 | 2.789 | 2.7776 | 2.7664 | 2.7555 | -1.808e-05 | -0.91971 | -0.081759 | -0.08637 | -0.079774
Final Energy Demand in other sectors classified in transport (in ktoe)(4),(5) | 0 | 599.2 | 393 | 385.7482 | 380.4175 | 396.7772 | 372.9652 | 366.662 | 356.9141 | 373.5538 | 355.4114 | 0 | -0.32487 | -0.19765 | -0.43893 | -0.042182
Oil | 0 | 0 | 0 | 2.2737e-13 | 0 | 0 | 9.0949e-13 | 0 | 0 | 0 | 0 | 0 | 0 | 0 | -100 | 0
Gas | 0 | 592.5 | 386.6 | 379.1849 | 373.196 | 388.8758 | 364.1988 | 357.2619 | 347.1209 | 363.5301 | 345.2013 | 0 | -0.35225 | -0.24374 | -0.47912 | -0.055438
Electricity | 0 | 6.7 | 6.4 | 6.5633 | 7.2216 | 7.9015 | 8.7664 | 9.4002 | 9.7933 | 10.0238 | 10.2102 | 0 | 1.215 | 1.9575 | 1.1138 | 0.41775
CO2 EMISSIONS in other sectors classified in transport (in kt CO2)(4),(5) | 0 | 1391.637 | 908.0285 | 890.6121 | 876.5457 | 913.3737 | 855.4135 | 839.1204 | 815.3017 | 853.8429 | 810.7931 | 0 | -0.35225 | -0.24374 | -0.47912 | -0.055438
(1) Including light commercial vehicles.
(2) Domestic and international intra-EU aviation activity.
(3) Calculated based on aviation activity covering domestic, international intra-EU and international extra-EU to ensure higher consistency with bunker fuels.
(4) As in EUROSTAT balances , fuel consumption of airport utility vehicles, port cranes and pipeline transport are classified in final demand of transport.
(5) Fuel consumption other than electricity of airport utility vehicles, port cranes are classified in PRIMES model in final demand of road transport.
Source: PRIMES

## transport_detail
Slovak Republic:Reference scenario(REF2015f) | [15 empty] | TRANSPORT SECTOR
| 2005 | 2010 | 2015 | 2020 | 2025 | 2030 | 2035 | 2040 | 2045 | 2050 | '95-'00 | '00-'10 | '10-'20 | '20-'30 | '30-'40 | '40-'50
Annual % Change
Transport activity - details
Passenger rail (Gpkm) | 2.5682 | 2.5924 | 2.9733 | 3.4196 | 3.944 | 4.5417 | 5.0107 | 5.3036 | 5.4926 | 5.638 | 0 | 0 | 2.8079 | 2.8785 | 1.5628 | 0.61332
Conventional rail | 2.182 | 2.309 | 2.6764 | 3.1085 | 3.6148 | 4.1927 | 4.6518 | 4.9353 | 5.1154 | 5.2521 | 0 | 0 | 3.018 | 3.0372 | 1.644 | 0.62408
High speed rail | 0 | 0 | 0 | 0 | 0 | 0 | 0 | 0 | 0 | 9.9612e-07 | 0 | 0 | 0 | 0 | 0 | 0
Tram and metro | 0.38622 | 0.28344 | 0.29698 | 0.31108 | 0.32926 | 0.34902 | 0.3589 | 0.36823 | 0.37714 | 0.38583 | 0 | 0 | 0.9346 | 1.1574 | 0.5374 | 0.46804
International extra-EU aviation | 0.69456 | 0.62135 | 0.66949 | 0.85318 | 1.0729 | 1.3768 | 1.6371 | 1.7999 | 1.9044 | 1.9875 | 0 | 0 | 3.2216 | 4.9021 | 2.7157 | 0.99637
Road freight (Gtkm) | 11.1907 | 12.5216 | 13.5166 | 15.0492 | 16.3841 | 17.8384 | 18.8672 | 19.5106 | 19.8792 | 20.2295 | 0 | 0 | 1.8557 | 1.7148 | 0.90006 | 0.36251
of which international road freight transit | 2.16 | 2.5012 | 2.8189 | 3.1594 | 3.4803 | 3.7954 | 4.0281 | 4.177 | 4.2623 | 4.3297 | 0 | 0 | 2.3638 | 1.851 | 0.96257 | 0.35985
Maritime freight (Gtkm) | 0.7403 | 1.189 | 1.2088 | 1.3199 | 1.4138 | 1.5108 | 1.5789 | 1.6207 | 1.6444 | 1.6582 | 0 | 0 | 1.0503 | 1.3596 | 0.70451 | 0.22918
Inland navigation | 0.7403 | 1.189 | 1.2088 | 1.3199 | 1.4138 | 1.5108 | 1.5789 | 1.6207 | 1.6444 | 1.6582 | 0 | 0 | 1.0503 | 1.3596 | 0.70451 | 0.22918
International maritime (bunkers) | 0 | 0 | 0 | 0 | 0 | 0 | 0 | 0 | 0 | 0 | 0 | 0 | 0 | 0 | 0 | 0
Marine bunkers
Bunker fuels (ktoe) | 0 | 0 | 0 | 0 | 0 | 0 | 0 | 0 | 0 | 0 | 0 | 0 | 0 | 0 | 0 | 0
CO2 emissions (kt CO2) | 0 | 0 | 0 | 0 | 0 | 0 | 0 | 0 | 0 | 0 | 0 | 0 | 0 | 0 | 0 | 0
| 0 | 0 | 0 | 0 | 0 | 0 | 0 | 0 | 0 | 0 | 0 | 0 | 0 | 0 | 0 | 0
Total stock per category and per fuel (in thousand vehicles) | 1487.047 | 1954.464 | 1919.2684 | 2164.8267 | 2265.2861 | 2486.2997 | 2715.6878 | 2813.3781 | 2871.6427 | 2908.9565 | 0 | 0 | 1.0275 | 1.3942 | 1.2436 | 0.33464
Light duty vehicles (passenger cars, vans) | 1402.2478 | 1861.1723 | 1814.6368 | 2043.3554 | 2132.0124 | 2344.1099 | 2562.442 | 2652.2542 | 2707.0108 | 2742.101 | 0 | 0 | 0.93824 | 1.3826 | 1.2427 | 0.3337
Diesel Conventional | 419.8655 | 600.1987 | 644.7757 | 780.6557 | 804.9093 | 830.0692 | 828.793 | 775.7087 | 734.8772 | 691.35 | 0 | 0 | 2.6636 | 0.61564 | -0.67503 | -1.1447
Diesel Hybrid | 0 | 0.30879 | 2.0034 | 61.9858 | 174.3946 | 275.9248 | 367.0104 | 440.8437 | 496.438 | 546.4378 | 0 | 0 | 69.9272 | 16.1047 | 4.7971 | 2.1705
Diesel plug-in hybrid | 0 | 0 | 0.085568 | 4.2055 | 9.3931 | 19.3953 | 30.1897 | 43.3439 | 59.3891 | 73.0781 | 0 | 0 | 0 | 16.5166 | 8.3735 | 5.3625
Gasoline Conventional | 969.8815 | 1244.1197 | 1145.0093 | 1108.2561 | 951.4743 | 920.1533 | 935.0269 | 917.3735 | 880.6356 | 840.5884 | 0 | 0 | -1.1497 | -1.8428 | -0.030251 | -0.87032
Gasoline Hybrid | 0.4654 | 0.59294 | 1.4339 | 44.9027 | 124.807 | 199.1284 | 264.8298 | 300.327 | 319.357 | 336.2885 | 0 | 0 | 54.1439 | 16.0609 | 4.1948 | 1.1374
Gasoline plug-in hybrid | 0 | 0 | 0.12503 | 9.2139 | 19.3246 | 32.4542 | 47.6775 | 62.1543 | 77.7726 | 88.8782 | 0 | 0 | 0 | 13.4181 | 6.7137 | 3.6412
LPG | 1.3546 | 2.9845 | 7.7437 | 16.9623 | 25.5184 | 31.1696 | 33.6262 | 33.6251 | 33.3442 | 32.8445 | 0 | 0 | 18.9764 | 6.2734 | 0.76119 | -0.23463
CNG | 10.6809 | 12.6515 | 12.8702 | 11.9675 | 11.1778 | 13.6183 | 14.9853 | 15.5215 | 16.0132 | 16.3716 | 0 | 0 | -0.55425 | 1.3006 | 1.3167 | 0.53463
Electric | 0 | 0 | 0.035253 | 2.512 | 6.6554 | 16.4922 | 32.4775 | 51.0066 | 71.2762 | 91.421 | 0 | 0 | 0 | 20.7051 | 11.9527 | 6.0088
Other | 0 | 0.31622 | 0.5547 | 2.6938 | 4.3578 | 5.7047 | 7.8257 | 12.3499 | 17.9076 | 24.8429 | 0 | 0 | 23.8901 | 7.7921 | 8.0297 | 7.2393
Heavy duty vehicles (heavy goods vehicles, buses and coaches) | 84.7992 | 93.2917 | 104.6316 | 121.4712 | 133.2737 | 142.1898 | 153.2458 | 161.1239 | 164.6319 | 166.8555 | 0 | 0 | 2.6746 | 1.5873 | 1.258 | 0.35016
Diesel Conventional | 84.7992 | 93.2378 | 104.4277 | 119.9067 | 127.9686 | 130.0324 | 133.5526 | 134.061 | 131.4384 | 129.1643 | 0 | 0 | 2.5475 | 0.81399 | 0.30558 | -0.3714
Diesel Hybrid | 0 | 0.053819 | 0.20319 | 1.4786 | 4.8656 | 11.0524 | 17.5156 | 23.8637 | 29.0712 | 32.6436 | 0 | 0 | 39.2811 | 22.2814 | 8.0011 | 3.1825
LPG | 0 | 2.5476e-05 | 0.0002773 | 0.0015934 | 0.0059154 | 0.012 | 0.019875 | 0.02797 | 0.036615 | 0.043194 | 0 | 0 | 51.2236 | 22.3729 | 8.831 | 4.4413
LNG | 0 | 9.8032e-05 | 0.0004064 | 0.084037 | 0.42472 | 1.0425 | 2.0633 | 3.0327 | 3.9165 | 4.8203 | 0 | 0 | 96.4763 | 28.6354 | 11.2692 | 4.7429
Electric | 0 | 0 | 1.3162e-06 | 0.00024406 | 0.0087981 | 0.050266 | 0.094 | 0.13778 | 0.16759 | 0.18186 | 0 | 0 | 0 | 70.3645 | 10.6089 | 2.8151
Other | 0 | 0 | 4.4935e-07 | 1.0066e-05 | 8.0191e-05 | 0.00024032 | 0.00042685 | 0.00080572 | 0.0014908 | 0.0022418 | 0 | 0 | 0 | 37.339 | 12.8598 | 10.7748
Passenger car specific CO2 emissions (gCO2/km) | 178.4877 | 193.9165 | 180.542 | 152.1867 | 133.9069 | 126.042 | 120.5805 | 115.8073 | 111.6234 | 108.1674 | 0 | 0 | -2.3941 | -1.8673 | -0.8433 | -0.68015
Source: PRIMES

## power generation
Slovak Republic:Reference scenario(REF2015f) | [15 empty] | POWER GENERATION SECTOR (1,2)
| 2000 | 2005 | 2010 | 2015 | 2020 | 2025 | 2030 | 2035 | 2040 | 2045 | 2050 | '00-'10 | '10-'20 | '20-'30 | '30-'40 | '40-'50
Annual % Change
Electricity consumption (in GWh) | 28096.5116 | 28081.3953 | 28498.8372 | 29570.3882 | 31571.5807 | 33816.3984 | 35702.744 | 37307.9757 | 38097.3511 | 37903.2362 | 39434.9312 | 0.14228 | 1.0292 | 1.2373 | 0.65128 | 0.34567
Final energy demand | 22008.1395 | 22847.6744 | 24130.2326 | 25798.4658 | 27123.0108 | 29443.4926 | 31099.6904 | 32216.3831 | 33008.3332 | 33688.8081 | 34211.3775 | 0.92478 | 1.176 | 1.3776 | 0.5974 | 0.35862
Industry (incl.electricity for process CCS) | 9739.5349 | 11033.7209 | 10924.4186 | 12277.6312 | 12829.1392 | 13568.5123 | 13935.7225 | 13971.8792 | 13992.8996 | 13923.976 | 13936.6718 | 1.1547 | 1.6202 | 0.8308 | 0.040954 | -0.040256
Households | 5418.6047 | 4700 | 4369.7674 | 5093.7306 | 5163.4144 | 5381.3734 | 5487.7861 | 5649.5818 | 5725.4235 | 5875.0348 | 6085.4178 | -2.1283 | 1.6829 | 0.61113 | 0.42482 | 0.61165
Tertiary | 5884.8837 | 6541.8605 | 8298.8372 | 7876.8045 | 8470.185 | 9722.7402 | 10769.4732 | 11565.4484 | 12157.7829 | 12662.2469 | 12879.4912 | 3.497 | 0.20458 | 2.4307 | 1.2199 | 0.57833
Transport | 965.1163 | 572.093 | 537.2093 | 550.2994 | 660.2721 | 770.8666 | 906.7086 | 1029.4736 | 1132.2272 | 1227.5504 | 1309.7968 | -5.6903 | 2.0841 | 3.2225 | 2.2461 | 1.4675
Energy branch | 3944.186 | 3550 | 3513.9535 | 2878.0209 | 3502.9373 | 3336.7903 | 3487.8791 | 3908.2156 | 3862.2362 | 2958.8464 | 3931.1322 | -1.1484 | -0.031394 | -0.043071 | 1.0247 | 0.17697
Own consumption & pumping | 3453.4884 | 2216.2791 | 2568.6047 | 1706.889 | 2106.1117 | 2114.6964 | 2048.8584 | 2106.7774 | 2086.2025 | 1913.3953 | 2579.8716 | -2.9168 | -1.9656 | -0.27523 | 0.18079 | 2.1467
Refineries & other uses | 490.6977 | 1333.7209 | 945.3488 | 1171.1318 | 1396.8256 | 1222.0939 | 1439.0206 | 1801.4383 | 1776.0336 | 1045.4511 | 1351.2607 | 6.777 | 3.9812 | 0.29805 | 2.1265 | -2.6964
Transmission and distribution losses | 1755.814 | 1687.2093 | 855.814 | 893.9015 | 945.6326 | 1036.1155 | 1115.1745 | 1183.377 | 1226.7817 | 1255.5817 | 1292.4215 | -6.9342 | 1.003 | 1.6628 | 0.9584 | 0.52259
Electricity supply (in GWh) | 28096.5116 | 28081.3953 | 28498.8372 | 29570.3882 | 31571.5807 | 33816.3984 | 35702.744 | 37307.9757 | 38097.3511 | 37903.2362 | 39434.9312 | 0.14228 | 1.0292 | 1.2373 | 0.65128 | 0.34567
Net imports | -2695.3488 | -3263.9535 | 1040.6977 | 2502.8627 | -2362.4079 | -2668.7739 | -2593.0891 | -2351.3259 | -2779.8376 | -2542.8551 | -2379.4174 | 0 | 0 | 0.93604 | 0.69785 | -1.5433
Nuclear power plants production | 16490.6977 | 17723.2558 | 14570.9302 | 14661.7312 | 20320.2884 | 22049.2708 | 29383.5029 | 30757.4122 | 31945.4363 | 24479.4677 | 24479.4677 | -1.2301 | 3.3818 | 3.757 | 0.83946 | -2.6268
Generation from hydro, wind, solar, tidal etc. | 4613.9535 | 4643.0233 | 5276.7442 | 5263.3453 | 6033.7871 | 5607.5236 | 5689.95 | 5773.6559 | 5881.1856 | 7139.1115 | 7391.9606 | 1.3513 | 1.3497 | -0.58502 | 0.33112 | 2.3127
Thermal power plants production (incl. biomass/waste) | 9687.2093 | 8979.0698 | 7610.4651 | 7142.4489 | 7579.9131 | 8828.3778 | 3222.3802 | 3128.2335 | 3050.5668 | 8827.5121 | 9942.9204 | -2.3839 | -0.040217 | -8.1982 | -0.54643 | 12.5417
of which in CHP power plants | 6198.7181 | 5261.0785 | 4842.3679 | 6916.1542 | 7342.4268 | 6592.933 | 3220.9957 | 3126.765 | 3050.5668 | 8739.5173 | 9423.6124 | -2.4391 | 4.2505 | -7.9095 | -0.54216 | 11.9396
Distributed Steam/Heat consumption (in GWh) | 9225.5814 | 13563.9535 | 12152.3256 | 10509.5763 | 11708.4201 | 11681.6683 | 11420.0069 | 11230.3636 | 10987.1184 | 10616.5718 | 10373.12 | 2.7937 | -0.37143 | -0.2491 | -0.38569 | -0.57341
Final energy demand | 7197.6744 | 11060.4651 | 9900 | 8439.5912 | 9486.2651 | 9615.2165 | 9387.7969 | 9196.2753 | 9041.0651 | 8818.78 | 8686.2407 | 3.2391 | -0.42599 | -0.10429 | -0.37563 | -0.39957
Industry | 208.1395 | 952.3256 | 1238.3721 | 1421.3397 | 1549.0844 | 1735.8766 | 1763.4695 | 1651.8357 | 1693.5327 | 1722.7207 | 1735.9997 | 19.5225 | 2.2639 | 1.3046 | -0.40385 | 0.24797
Households | 4722.093 | 7273.2558 | 5710.4651 | 5885.6934 | 6751.4598 | 6690.8979 | 6457.7229 | 6361.8427 | 6188.0869 | 5990.0793 | 5886.1343 | 1.9187 | 1.6887 | -0.44383 | -0.4256 | -0.49902
Tertiary | 2267.4419 | 2834.8837 | 2951.1628 | 1132.5581 | 1185.7209 | 1188.4421 | 1166.6044 | 1182.5968 | 1159.4455 | 1105.98 | 1064.1066 | 2.6705 | -8.7151 | -0.1624 | -0.061536 | -0.85439
Energy branch | 0 | 713.9535 | 527.907 | 715.4715 | 801.7551 | 760.7828 | 866.5291 | 978.0442 | 1008.4956 | 978.8715 | 968.1774 | 0 | 4.2674 | 0.77995 | 1.5288 | -0.40717
Transmission and distribution losses | 2027.907 | 1789.5349 | 1724.4186 | 1354.5136 | 1420.3998 | 1305.669 | 1165.6809 | 1056.0442 | 937.5578 | 818.9202 | 718.702 | -1.6081 | -1.9208 | -1.9569 | -2.1543 | -2.6233
Distributed Steam/Heat supply (in GWh) | 10226.7442 | 13565.1163 | 12154.6512 | 10509.96 | 11708.4181 | 11681.6644 | 11420.7262 | 11230.6793 | 10987.6951 | 10616.3262 | 10372.901 | 1.7421 | -0.37334 | -0.24847 | -0.38579 | -0.57414
CHP power plants production (A) | 4441.8605 | 6234.8837 | 7098.8372 | 6936.5729 | 7654.6279 | 7645.0553 | 7503.074 | 7342.7733 | 7190.4999 | 6938.9278 | 6761.3325 | 4.8002 | 0.75664 | -0.19978 | -0.42462 | -0.61352
District Heating units production | 5784.8837 | 7330.2326 | 5055.814 | 3573.3872 | 4053.7903 | 4036.6091 | 3917.6522 | 3887.906 | 3797.1952 | 3677.3984 | 3611.5685 | -1.3381 | -2.1846 | -0.34101 | -0.31181 | -0.49995
Gross Electricity generation by fuel type (in GWh) | 30798 | 31352 | 27464 | 27067.5255 | 33933.9886 | 36485.1722 | 38295.8331 | 39659.3016 | 40877.1887 | 40446.0913 | 41814.3486 | -1.1392 | 2.1379 | 1.2166 | 0.65444 | 0.22693
Nuclear energy | 16494 | 17727 | 14574 | 14661.7312 | 20320.2884 | 22049.2708 | 29383.5029 | 30757.4122 | 31945.4363 | 24479.4677 | 24479.4677 | -1.2299 | 3.3797 | 3.757 | 0.83946 | -2.6268
Renewables | 4647 | 4720 | 6004 | 6394.5636 | 8005.6174 | 7188.614 | 6597.8065 | 6867.5016 | 7004.6278 | 10463.2249 | 10488.527 | 2.5951 | 2.919 | -1.9155 | 0.60013 | 4.1197
Hydro | 4615 | 4638 | 5255 | 4737.549 | 5475.4971 | 5049.2337 | 5044.7233 | 5039.9058 | 5035.6483 | 5614.7247 | 5751.0471 | 1.3072 | 0.41188 | -0.81605 | -0.018004 | 1.3373
Wind | 0 | 6 | 6 | 5.9568 | 25.9909 | 25.9909 | 25.9909 | 26.5298 | 33.2423 | 272.8773 | 372.6241 | 0 | 15.7889 | 0 | 2.4913 | 27.338
Solar, tidal etc. | 0 | 0 | 17 | 519.8394 | 532.299 | 532.299 | 619.2358 | 707.2203 | 812.2949 | 1251.5094 | 1268.2893 | 0 | 41.1142 | 1.5243 | 2.7509 | 4.5564
Biomass & waste | 32 | 76 | 726 | 1131.2184 | 1971.8304 | 1581.0904 | 907.8565 | 1093.8456 | 1123.4423 | 3324.1134 | 3096.5664 | 36.6403 | 10.5079 | -7.4631 | 2.1535 | 10.6708
Geothermal heat | 0 | 0 | 0 | 0 | 0 | 0 | 0 | 0 | 0 | 0 | 0 | 0 | 0 | 0 | 0 | 0
Fossil fuels | 9657 | 8905 | 6886 | 6011.2306 | 5608.0828 | 7247.2874 | 2314.5237 | 2034.3879 | 1927.1246 | 5503.3987 | 6846.3539 | -3.3254 | -2.0319 | -8.4697 | -1.8151 | 13.5154
Coal and lignite | 5584 | 5535 | 3570 | 4118.802 | 4615.1738 | 3539.1714 | 1876.9547 | 1639.1116 | 1591.7841 | 648.2746 | 3170.1171 | -4.3748 | 2.6011 | -8.6041 | -1.6344 | 7.132
Petroleum products | 202 | 741 | 600 | 162.7197 | 8.4482 | 91.0618 | 91.7162 | 0 | 0 | 3.3393 | 0 | 11.5013 | -34.7078 | 26.9311 | 0 | 0
Natural gas | 3344 | 2184 | 2206 | 1542.6053 | 669.5945 | 3217.2964 | 130.8612 | 198.4933 | 186.5361 | 4559.2982 | 3394.4437 | -4.0745 | -11.2393 | -15.0624 | 3.6085 | 33.6597
Coke & blast-furnace gasses | 527 | 445 | 510 | 187.1036 | 314.8662 | 399.7577 | 214.9915 | 196.783 | 148.8044 | 292.4867 | 281.7932 | -0.32736 | -4.7082 | -3.7436 | -3.6128 | 6.5937
Other fuels (hydrogen, methanol)(D) | 0 | 0 | 0 | 0 | 0 | 0 | 0 | 0 | 0 | 0 | 0 | 0 | 0 | 0 | 0 | 0
Gross Electricity generation by fuel type (in %) | 100 | 100 | 100 | 100 | 100 | 100 | 100 | 100 | 100 | 100 | 100
Nuclear energy | 53.5554 | 56.5418 | 53.0658 | 54.1672 | 59.8818 | 60.4335 | 76.7277 | 77.5541 | 78.1498 | 60.5237 | 58.5432
Renewables | 15.0886 | 15.0549 | 21.8613 | 23.6245 | 23.5917 | 19.7028 | 17.2285 | 17.3162 | 17.1358 | 25.8696 | 25.0836
Hydro | 14.9847 | 14.7933 | 19.1341 | 17.5027 | 16.1357 | 13.8391 | 13.173 | 12.708 | 12.319 | 13.882 | 13.7538
Wind | 0 | 0.019138 | 0.021847 | 0.022007 | 0.076593 | 0.071237 | 0.067869 | 0.066894 | 0.081322 | 0.67467 | 0.89114
Solar, tidal etc. | 0 | 0 | 0.061899 | 1.9205 | 1.5686 | 1.4589 | 1.617 | 1.7832 | 1.9872 | 3.0943 | 3.0331
Biomass & waste | 0.1039 | 0.24241 | 2.6435 | 4.1792 | 5.8108 | 4.3335 | 2.3706 | 2.7581 | 2.7483 | 8.2186 | 7.4055
Geothermal heat | 0 | 0 | 0 | 0 | 0 | 0 | 0 | 0 | 0 | 0 | 0
Fossil fuels | 31.3559 | 28.4033 | 25.0728 | 22.2083 | 16.5264 | 19.8637 | 6.0438 | 5.1297 | 4.7144 | 13.6068 | 16.3732
Coal and lignite | 18.131 | 17.6544 | 12.9988 | 15.2168 | 13.6004 | 9.7003 | 4.9012 | 4.133 | 3.8941 | 1.6028 | 7.5814
Petroleum products | 0.65589 | 2.3635 | 2.1847 | 0.60116 | 0.024896 | 0.24959 | 0.23949 | 0 | 0 | 0.0082562 | 0
Natural gas | 10.8578 | 6.9661 | 8.0323 | 5.6991 | 1.9732 | 8.8181 | 0.34171 | 0.5005 | 0.45633 | 11.2725 | 8.1179
Coke & blast-furnace gasses | 1.7112 | 1.4194 | 1.857 | 0.69125 | 0.92788 | 1.0957 | 0.5614 | 0.49618 | 0.36403 | 0.72315 | 0.67391
Other fuels (hydrogen, methanol)(D) | 0 | 0 | 0 | 0 | 0 | 0 | 0 | 0 | 0 | 0 | 0
Fuel input in thermal power plants (in ktoe) | 2656.1 | 2664.4 | 2555.3 | 1691.613 | 1794.6102 | 2057.7484 | 1028.4933 | 998.9989 | 967.5368 | 1633.7484 | 1911.4227 | -0.38615 | -3.4721 | -5.4148 | -0.60911 | 7.0456
Solids | 1619.4 | 1677.2 | 1204.9 | 1089.2334 | 1132.3286 | 991.7801 | 560.4633 | 490.8995 | 477.199 | 211.9817 | 700.3878 | -2.9133 | -0.61928 | -6.7911 | -1.5954 | 3.9116
Hard coal | 788.5 | 950.9 | 420.2 | 330.1059 | 424.6901 | 304.6177 | 209.9037 | 209.6595 | 209.6595 | 22.3497 | 0 | -6.1 | 0.10635 | -6.8045 | -0.01164 | 0
Lignite and other solid fuels | 830.9 | 726.3 | 784.7 | 759.1276 | 707.6385 | 687.1624 | 350.5595 | 281.24 | 267.5394 | 189.632 | 700.3878 | -0.57045 | -1.0284 | -6.783 | -2.6664 | 10.102
Oil | 30.6 | 99.9 | 293.3 | 33.5503 | 2.7958 | 30.1349 | 30.3515 | 0 | 0 | 0.84913 | 0 | 25.36 | -37.2058 | 26.9309 | 0 | 0
Diesel oil | 1 | 1 | 2 | 2.4711e-07 | 0 | 0 | 0 | 0 | 0 | 0 | 0 | 7.1773 | 0 | 0 | 0 | 0
Fuel oil and other liquid fuels | 29.6 | 98.9 | 291.3 | 33.5503 | 2.7958 | 30.1349 | 30.3515 | 0 | 0 | 0.84913 | 0 | 25.6912 | -37.1629 | 26.9309 | 0 | 0
Gas | 1001.8 | 847.4 | 792.9 | 313.6328 | 214.409 | 674.7979 | 171.7464 | 187.4296 | 156.6664 | 772.0714 | 615.01 | -2.3114 | -12.259 | -2.1942 | -0.91479 | 14.6544
Natural gas | 933 | 783.7 | 723.9 | 254.3445 | 114.921 | 537.7267 | 35.8965 | 59.5867 | 55.79 | 678.8584 | 526.1986 | -2.5056 | -16.8098 | -10.9846 | 4.5082 | 25.1582
Other gas fuels | 68.8 | 63.7 | 69 | 59.2884 | 99.488 | 137.0712 | 135.8498 | 127.8429 | 100.8764 | 93.213 | 88.8115 | 0.029032 | 3.7271 | 3.1642 | -2.9327 | -1.2657
Biomass & waste | 4.3 | 39.9 | 264.2 | 255.1965 | 445.0768 | 361.0355 | 265.9322 | 320.6699 | 333.6714 | 648.8461 | 596.0249 | 50.9546 | 5.3538 | -5.0197 | 2.2951 | 5.9728
Geothermal heat | 0 | 0 | 0 | 0 | 0 | 0 | 0 | 0 | 0 | 0 | 0 | 0 | 0 | 0 | 0 | 0
Other fuels (hydrogen, methanol)(D) | 0 | 0 | 0 | 0 | 0 | 0 | 0 | 0 | 0 | 0 | 0 | 0 | 0 | 0 | 0 | 0
Fuel input in nuclear power plants (in ktoe) | 4254.7 | 4626.1 | 3819.1 | 3568.7076 | 4952.6242 | 5375.4824 | 6886.8973 | 7222.9151 | 7534.535 | 5694.995 | 5694.995 | -1.0743 | 2.6331 | 3.352 | 0.90282 | -2.7603
Fuel input in district heating units (in ktoe) | 674.1 | 718.1 | 497.4 | 367.4575 | 377.0522 | 388.9448 | 389.7087 | 429.0766 | 671.2406 | 885.0816 | 821.8976 | -2.9941 | -2.7321 | 0.3307 | 5.5878 | 2.0455
Solids | 20.9 | 10.3 | 3.9 | 3.9862 | 4.6409 | 3.1611 | 5.6194 | 6.2761 | 3.198 | 5.8528 | 4.4264 | -15.4542 | 1.7545 | 1.9317 | -5.481 | 3.3038
Oil | 73.7 | 1.9 | 0 | 0 | 0 | 0 | 0 | 0 | 0 | 0 | 0 | 0 | 0 | 0 | 0 | 0
Gas | 490.9 | 634 | 417.6 | 263.0051 | 212.3743 | 253.305 | 188.4558 | 146.6251 | 109.8612 | 166.4591 | 83.2927 | -1.6042 | -6.5382 | -1.1878 | -5.2534 | -2.7306
Biomass & waste | 88.6 | 64.9 | 69 | 92.8712 | 128.2171 | 107.426 | 113.792 | 108.2619 | 116.1905 | 131.0295 | 135.799 | -2.4693 | 6.3922 | -1.1864 | 0.20881 | 1.5717
Electricity, Geothermal, Solar | 0 | 6.7 | 6.6 | 7.595 | 31.82 | 25.0527 | 81.8415 | 167.9136 | 441.9909 | 581.7401 | 598.3795 | 0 | 17.035 | 9.9075 | 18.3706 | 3.0757
Other fuels (hydrogen, methanol) | 0 | 0 | 0 | 0 | 0 | 0 | 0 | 0 | 0 | 0 | 0 | 0 | 0 | 0 | 0 | 0
CO2 EMISSIONS (in kt CO2) | 11056.5141 | 11182.5129 | 9236.9169 | 6321.552 | 6372.0165 | 7373.3863 | 4236.7017 | 3724.7595 | 3272.5717 | 3698.4556 | 2501.4857 | -1.782 | -3.6448 | -3.9991 | -2.549 | -2.6511
Thermal power plants | 9564.3931 | 9635.5014 | 8234.2893 | 5683.6153 | 5846.6936 | 6754.3985 | 3759.6951 | 3343.7842 | 2992.918 | 3275.757 | 2280.565 | -1.4862 | -3.3663 | -4.3193 | -2.2551 | -2.6816
District heating units | 1492.121 | 1547.0115 | 1002.6276 | 637.9367 | 525.3229 | 618.9878 | 477.0066 | 380.9753 | 279.6537 | 422.6985 | 220.9208 | -3.8977 | -6.2592 | -0.96019 | -5.1997 | -2.3299
(1) Information on installed power generation capacities and selected indicators for electricity production can be found in the second page of this report: "Summary energy balances and indicators (B)" (sheet "indicator")
(2) Due to statistical differences present in Eurostat data, the individual items shown for electricity consumption and supply in 2000 and 2005 do not always add up to the totals shown. In any case, the modelling, being calibrated to the individual supply and consumption items for 2000 and 2005, ensures consistency of consumption and supply numbers for the projection years.
Source: PRIMES

## pg-detail
Slovak Republic:Reference scenario(REF2015f) | [15 empty] | POWER GENERATION SECTOR - DETAILS
| 2000 | 2005 | 2010 | 2015 | 2020 | 2025 | 2030 | 2035 | 2040 | 2045 | 2050 | '00-'10 | '10-'20 | '20-'30 | '30-'40 | '40-'50
Annual % Change
Net Installed Power Capacity (in MWe) | 6918.695 | 7103.0583 | 6714.7313 | 7497.2698 | 7710.7178 | 7631.9786 | 8440.0853 | 8205.8735 | 8171.4089 | 7916.3884 | 8063.1338 | -0.29879 | 1.3927 | 0.90791 | -0.32299 | -0.1333
Nuclear energy | 2707.2 | 2707.2 | 1844.8 | 1940 | 2820 | 2820 | 4020 | 4020 | 4020 | 3020 | 3020 | -3.7628 | 4.335 | 3.6091 | 0 | -2.8197
Renewable energy | 1685 | 1601 | 1624 | 2220 | 2363.6346 | 2363.6346 | 2423.6346 | 2483.6346 | 2548.6346 | 3082.5963 | 3170.3567 | -0.36805 | 3.8244 | 0.25099 | 0.50416 | 2.2069
Hydro (pumping excluded) | 1685 | 1596 | 1600 | 1607 | 1724.7817 | 1724.7817 | 1724.7817 | 1724.7817 | 1724.7817 | 1858.7435 | 1887.5038 | -0.51628 | 0.7538 | 0 | 0 | 0.90562
Lakes | 1527.5143 | 1446.8325 | 1450.4587 | 1456.8044 | 1515.2004 | 1515.2004 | 1515.2004 | 1515.2004 | 1515.2004 | 1515.2004 | 1515.2004 | -0.51628 | 0.43763 | 0 | 0 | 0
Run of river | 157.4857 | 149.1675 | 149.5413 | 150.1956 | 209.5813 | 209.5813 | 209.5813 | 209.5813 | 209.5813 | 343.543 | 372.3034 | -0.51628 | 3.433 | 0 | 0 | 5.9143
Wind power | 0 | 5 | 5 | 5 | 19.1051 | 19.1051 | 19.1051 | 19.1051 | 24.1051 | 124.1051 | 164.1051 | 0 | 14.3452 | 0 | 2.3519 | 21.1438
Wind on-shore | 0 | 5 | 5 | 5 | 19.1051 | 19.1051 | 19.1051 | 19.1051 | 24.1051 | 124.1051 | 164.1051 | 0 | 14.3452 | 0 | 2.3519 | 21.1438
Wind off-shore | 0 | 0 | 0 | 0 | 0 | 0 | 0 | 0 | 0 | 0 | 0 | 0 | 0 | 0 | 0 | 0
Solar | 0 | 0 | 19 | 608 | 619.7478 | 619.7478 | 679.7478 | 739.7478 | 799.7478 | 1099.7478 | 1118.7478 | 0 | 41.6923 | 0.92838 | 1.639 | 3.4137
Other renewables (tidal etc.) | 0 | 0 | 0 | 0 | 0 | 0 | 0 | 0 | 0 | 0 | 0 | 0 | 0 | 0 | 0 | 0
Thermal power | 2526.495 | 2794.8583 | 3245.9313 | 3337.2698 | 2527.0832 | 2448.344 | 1996.4507 | 1702.2389 | 1602.7743 | 1813.7921 | 1872.7771 | 2.5373 | -2.4723 | -2.3294 | -2.1724 | 1.569
Solids fired | 1617.713 | 1616.993 | 1313.393 | 1274.263 | 791.943 | 711.498 | 482.6435 | 477.1335 | 455.9923 | 212.2488 | 449.1888 | -2.0624 | -4.933 | -4.8315 | -0.56641 | -0.15021
Oil fired | 80.655 | 80.8925 | 80.8925 | 84.1905 | 84.1905 | 84.1905 | 84.1905 | 30.0405 | 30.0405 | 30.0405 | 3.298 | 0.029407 | 0.40041 | 0 | -9.7921 | -19.8222
Gas fired | 821.135 | 1066.5079 | 1674.3452 | 1738.1472 | 1323.4862 | 1321.5823 | 1097.1279 | 862.576 | 781.6195 | 1060.5744 | 958.2628 | 7.3849 | -2.3241 | -1.8583 | -3.334 | 2.0584
Natural gas | 725.63 | 971.0029 | 1578.8401 | 1642.6422 | 1227.9812 | 1226.0773 | 1001.6229 | 810.428 | 729.4715 | 975.009 | 917.2569 | 8.0842 | -2.4819 | -2.0169 | -3.1208 | 2.3171
Derived gasses | 95.505 | 95.505 | 95.505 | 95.505 | 95.505 | 95.505 | 95.505 | 52.1481 | 52.1481 | 85.5653 | 41.0058 | 0 | 0 | 0 | -5.8715 | -2.3751
Biomass-waste fired | 6.992 | 30.4649 | 177.3006 | 240.6691 | 327.4635 | 331.0733 | 332.4888 | 332.4888 | 335.1219 | 510.9284 | 462.0275 | 38.1691 | 6.3274 | 0.15241 | 0.078913 | 3.2634
Hydrogen plants | 0 | 0 | 0 | 0 | 0 | 0 | 0 | 0 | 0 | 0 | 0 | 0 | 0 | 0 | 0 | 0
Geothermal heat | 0 | 0 | 0 | 0 | 0 | 0 | 0 | 0 | 0 | 0 | 0 | 0 | 0 | 0 | 0 | 0
Net Power Capacity Investment (1) (in MWe - for five years period) |  | 292.7847 | 882.9278 | 723.4685 | 1203.8281 | 5.5058 | 2290.6917 | 172.7432 | 1603.2419 | 1500.723 | 547.7998 | 0 | 3.1487 | 6.6449 | -3.5053 | -10.1822
Nuclear energy |  | 0 | 0 | 0 | 880 | 0 | 2200 | 0 | 940 | 0 | 0 | 0 | 0 | 9.5958 | -8.1518 | 0
Renewable energy |  | 7.3214 | 27.0548 | 603 | 143.6346 | 0 | 60 | 84 | 659 | 545.7095 | 120.8655 | 0 | 18.1684 | -8.3591 | 27.0789 | -15.6001
Hydro (pumping excluded) |  | 2.3214 | 8.0548 | 14 | 117.7817 | 0 | 0 | 0 | 0 | 133.9617 | 28.7604 | 0 | 30.7682 | 0 | 0 | 0
Lakes |  | 0 | 3.6261 | 12.6915 | 58.396 | 0 | 0 | 0 | 0 | 0 | 0 | 0 | 32.0364 | 0 | 0 | 0
Run of river |  | 2.3214 | 4.4287 | 1.3085 | 59.3857 | 0 | 0 | 0 | 0 | 133.9617 | 28.7604 | 0 | 29.6405 | 0 | 0 | 0
Wind power |  | 5 | 0 | 0 | 14.1051 | 0 | 0 | 5 | 10 | 100 | 54.1051 | 0 | 0 | 0 | 0 | 18.3924
Wind on-shore |  | 5 | 0 | 0 | 14.1051 | 0 | 0 | 5 | 10 | 100 | 54.1051 | 0 | 0 | 0 | 0 | 18.3924
Wind off-shore |  | 0 | 0 | 0 | 0 | 0 | 0 | 0 | 0 | 0 | 0 | 0 | 0 | 0 | 0 | 0
Solar |  | 0 | 19 | 589 | 11.7478 | 0 | 60 | 79 | 649 | 311.7478 | 38 | 0 | -4.694 | 17.7117 | 26.8847 | -24.7071
Other renewables (tidal etc.) |  | 0 | 0 | 0 | 0 | 0 | 0 | 0 | 0 | 0 | 0 | 0 | 0 | 0 | 0 | 0
Thermal power |  | 285.4633 | 855.873 | 120.4685 | 180.1935 | 5.5058 | 30.6917 | 88.7432 | 4.2419 | 955.0135 | 426.9343 | 0 | -14.4277 | -16.2223 | -17.9546 | 58.5915
Solids fired |  | 16.38 | 101.2 | 0 | 5.51 | 0 | 29.1305 | 45.5 | 1.6088 | 0 | 330 | 0 | -25.2524 | 18.119 | -25.1459 | 70.2945
Oil fired |  | 0.2375 | 0 | 3.298 | 54.15 | 0 | 0 | 0 | 0 | 0 | 0 | 0 | 0 | 0 | 0 | 0
Gas fired |  | 245.3729 | 607.8372 | 63.802 | 33.739 | 1.8961 | 0.14563 | 43.2432 | 0 | 757.5484 | 69.725 | 0 | -25.1082 | -41.9889 | 0 | 0
Natural gas |  | 245.3729 | 607.8372 | 63.802 | 33.739 | 1.8961 | 0.14563 | 2.8751 | 0 | 724.1312 | 62.1364 | 0 | -25.1082 | -41.9889 | 0 | 0
Derived gasses |  | 0 | 0 | 0 | 0 | 0 | 0 | 40.3681 | 0 | 33.4172 | 7.5886 | 0 | 0 | 0 | 0 | 0
Biomass-waste fired |  | 23.4729 | 146.8357 | 53.3685 | 86.7944 | 3.6097 | 1.4156 | 0 | 2.6331 | 197.4651 | 27.2093 | 0 | -5.1219 | -33.7412 | 6.403 | 26.3063
Hydrogen plants |  | 0 | 0 | 0 | 0 | 0 | 0 | 0 | 0 | 0 | 0 | 0 | 0 | 0 | 0 | 0
Geothermal heat |  | 0 | 0 | 0 | 0 | 0 | 0 | 0 | 0 | 0 | 0 | 0 | 0 | 0 | 0 | 0
Gross Electricity generation by plant type (in GWh)(D) | 30798 | 31352 | 27464 | 27067.5255 | 33933.9886 | 36485.1722 | 38295.8331 | 39659.3016 | 40877.1887 | 40446.0913 | 41814.3486 | -1.1392 | 2.1379 | 1.2166 | 0.65444 | 0.22693
Nuclear energy | 16494 | 17727 | 14574 | 14661.7312 | 20320.2884 | 22049.2708 | 29383.5029 | 30757.4122 | 31945.4363 | 24479.4677 | 24479.4677 | -1.2299 | 3.3797 | 3.757 | 0.83946 | -2.6268
Renewable energy | 4615 | 4644 | 5278 | 5263.3453 | 6033.7871 | 5607.5236 | 5689.95 | 5773.6559 | 5881.1856 | 7139.1115 | 7391.9606 | 1.3514 | 1.3473 | -0.58502 | 0.33112 | 2.3127
Hydro (pumping excluded) | 4615 | 4638 | 5255 | 4737.549 | 5475.4971 | 5049.2337 | 5044.7233 | 5039.9058 | 5035.6483 | 5614.7247 | 5751.0471 | 1.3072 | 0.41188 | -0.81605 | -0.018004 | 1.3373
Lakes | 3954.5712 | 3974.2798 | 4502.9841 | 4081.6245 | 4563.2408 | 4136.9774 | 4132.467 | 4127.6495 | 4123.392 | 4124.2376 | 4124.8096 | 1.3072 | 0.13302 | -0.98669 | -0.021982 | 0.0034373
Run of river | 660.4288 | 663.7202 | 752.0159 | 655.9246 | 912.2563 | 912.2563 | 912.2563 | 912.2563 | 912.2563 | 1490.4871 | 1626.2375 | 1.3072 | 1.9504 | 0 | 0 | 5.9514
Wind power | 0 | 6 | 6 | 5.9568 | 25.9909 | 25.9909 | 25.9909 | 26.5298 | 33.2423 | 272.8773 | 372.6241 | 0 | 15.7889 | 0 | 2.4913 | 27.338
Wind on-shore | 0 | 6 | 6 | 5.9568 | 25.9909 | 25.9909 | 25.9909 | 26.5298 | 33.2423 | 272.8773 | 372.6241 | 0 | 15.7889 | 0 | 2.4913 | 27.338
Wind off-shore | 0 | 0 | 0 | 0 | 0 | 0 | 0 | 0 | 0 | 0 | 0 | 0 | 0 | 0 | 0 | 0
Solar | 0 | 0 | 17 | 519.8394 | 532.299 | 532.299 | 619.2358 | 707.2203 | 812.2949 | 1251.5094 | 1268.2893 | 0 | 41.1142 | 1.5243 | 2.7509 | 4.5564
Other renewables (tidal etc.) | 0 | 0 | 0 | 0 | 0 | 0 | 0 | 0 | 0 | 0 | 0 | 0 | 0 | 0 | 0 | 0
Thermal power | 9689 | 8981 | 7612 | 7142.4489 | 7579.9131 | 8828.3778 | 3222.3802 | 3128.2335 | 3050.5668 | 8827.5121 | 9942.9204 | -2.3838 | -0.042233 | -8.1982 | -0.54643 | 12.5417
Solids fired | 5587.1953 | 5538.4565 | 3572.1044 | 4407.903 | 4615.1738 | 3750.9275 | 2017.456 | 1857.2636 | 1805.4246 | 720.5783 | 3171.2941 | -4.3747 | 2.595 | -7.942 | -1.1043 | 5.7951
Oil fired | 204.2446 | 759.7174 | 611.9385 | 0 | 8.4482 | 91.0618 | 91.7162 | 0 | 0 | 0 | 0 | 11.5978 | -34.8363 | 26.9311 | 0 | 0
Gas fired | 3865.543 | 2606.7671 | 2701.4978 | 1806.6764 | 984.4607 | 3617.0541 | 345.8528 | 395.2763 | 335.3405 | 5651.7171 | 4384.9949 | -3.5195 | -9.6019 | -9.9323 | -0.30819 | 29.3148
Natural gas | 3338.543 | 2161.7671 | 2191.4978 | 1619.5728 | 669.5945 | 3217.2964 | 130.8612 | 198.4933 | 186.5361 | 5359.2304 | 4109.5582 | -4.1221 | -11.1808 | -15.0624 | 3.6085 | 36.2396
Derived gasses | 527 | 445 | 510 | 187.1036 | 314.8662 | 399.7577 | 214.9915 | 196.783 | 148.8044 | 292.4867 | 275.4367 | -0.32736 | -4.7082 | -3.7436 | -3.6128 | 6.3508
Biomass-waste fired | 32.0171 | 76.059 | 726.4593 | 927.8696 | 1971.8304 | 1369.3344 | 767.3552 | 875.6937 | 909.8017 | 2455.2168 | 2386.6314 | 36.6416 | 10.5009 | -9.006 | 1.7173 | 10.1245
Hydrogen plants | 0 | 0 | 0 | 0 | 0 | 0 | 0 | 0 | 0 | 0 | 0 | 0 | 0 | 0 | 0 | 0
Geothermal heat | 0 | 0 | 0 | 0 | 0 | 0 | 0 | 0 | 0 | 0 | 0 | 0 | 0 | 0 | 0 | 0
Net Electricity generation by plant type (in GWh)(D) | 27404.8402 | 29189.2383 | 25041.952 | 25502.4467 | 31976.7862 | 34531.1388 | 36416.1961 | 37727.5173 | 38970.0395 | 38715.146 | 39419.8152 | -0.89762 | 2.4747 | 1.3085 | 0.6801 | 0.11482
Nuclear energy | 14559 | 16376 | 12784 | 13832.2 | 19190.8536 | 20828.2 | 27860.4864 | 29161.5786 | 30368.2 | 23238.2 | 23238.2 | -1.2917 | 4.146 | 3.7981 | 0.86559 | -2.6405
Renewable energy | 4347.8402 | 4588.2383 | 5211.952 | 5204.5358 | 5975.7969 | 5554.8877 | 5637.3665 | 5721.1389 | 5828.7143 | 7086.6422 | 7339.4281 | 1.8293 | 1.377 | -0.58131 | 0.33435 | 2.3314
Hydro (pumping excluded) | 4347.8402 | 4582.2383 | 5188.952 | 4678.7395 | 5417.507 | 4996.5978 | 4992.1398 | 4987.3888 | 4983.1771 | 5562.2555 | 5698.5146 | 1.7843 | 0.43197 | -0.81438 | -0.017968 | 1.3504
Lakes | 3725.6433 | 3926.4979 | 4446.388 | 4030.4372 | 4512.873 | 4091.9638 | 4087.5058 | 4082.7547 | 4078.543 | 4079.3906 | 4079.9541 | 1.7843 | 0.14853 | -0.98511 | -0.021949 | 0.0034593
Run of river | 622.1969 | 655.7404 | 742.5641 | 648.3023 | 904.6341 | 904.6341 | 904.6341 | 904.6341 | 904.6341 | 1482.8649 | 1618.5605 | 1.7843 | 1.9938 | 0 | 0 | 5.9902
Wind power | 0 | 6 | 6 | 5.9568 | 25.9909 | 25.9909 | 25.9909 | 26.5298 | 33.2423 | 272.8773 | 372.6241 | 0 | 15.7889 | 0 | 2.4913 | 27.338
Wind on-shore | 0 | 6 | 6 | 5.9568 | 25.9909 | 25.9909 | 25.9909 | 26.5298 | 33.2423 | 272.8773 | 372.6241 | 0 | 15.7889 | 0 | 2.4913 | 27.338
Wind off-shore | 0 | 0 | 0 | 0 | 0 | 0 | 0 | 0 | 0 | 0 | 0 | 0 | 0 | 0 | 0 | 0
Solar | 0 | 0 | 17 | 519.8394 | 532.299 | 532.299 | 619.2358 | 707.2203 | 812.2949 | 1251.5094 | 1268.2893 | 0 | 41.1142 | 1.5243 | 2.7509 | 4.5564
Other renewables (tidal etc.) | 0 | 0 | 0 | 0 | 0 | 0 | 0 | 0 | 0 | 0 | 0 | 0 | 0 | 0 | 0 | 0
Thermal power | 8498 | 8225 | 7046 | 6465.7109 | 6810.1357 | 8148.051 | 2918.3432 | 2844.7999 | 2773.1252 | 8390.3038 | 8842.1872 | -1.8563 | -0.3399 | -8.1249 | -0.50911 | 12.2946
Solids fired | 4850.4402 | 5047.2267 | 3231.2365 | 3889.2911 | 4074.5533 | 3312.4303 | 1793.9828 | 1661.4235 | 1616.8068 | 637.3639 | 2395.9332 | -3.9807 | 2.3461 | -7.8758 | -1.0345 | 4.0116
Oil fired | 179.6575 | 694.1436 | 569.6241 | 0 | 8.1272 | 87.6015 | 88.231 | 0 | 0 | 0 | 0 | 12.2314 | -34.6214 | 26.9311 | 0 | 0
Gas fired | 3439.8386 | 2415.9589 | 2593.0709 | 1755.5793 | 952.8866 | 3514.7662 | 333.1386 | 383.0586 | 325.088 | 5538.7388 | 4292.8431 | -2.7863 | -9.5262 | -9.976 | -0.24433 | 29.4418
Natural gas | 2978.4601 | 2006.2303 | 2119.4067 | 1576.5957 | 651.5693 | 3132.1534 | 127.2145 | 193.303 | 181.5712 | 5254.5737 | 4025.0416 | -3.3455 | -11.126 | -15.0707 | 3.6218 | 36.324
Derived gasses | 461.3785 | 409.7286 | 473.6642 | 178.9836 | 301.3173 | 382.6128 | 205.9241 | 189.7556 | 143.5168 | 284.1651 | 267.8015 | 0.26314 | -4.4226 | -3.735 | -3.5462 | 6.4366
Biomass-waste fired | 28.0637 | 67.6708 | 652.0685 | 820.8406 | 1774.5685 | 1233.253 | 702.9907 | 800.3177 | 831.2305 | 2214.2011 | 2153.4108 | 36.9667 | 10.5299 | -8.8439 | 1.6898 | 9.9868
Hydrogen plants | 0 | 0 | 0 | 0 | 0 | 0 | 0 | 0 | 0 | 0 | 0 | 0 | 0 | 0 | 0 | 0
Geothermal heat | 0 | 0 | 0 | 0 | 0 | 0 | 0 | 0 | 0 | 0 | 0 | 0 | 0 | 0 | 0 | 0
Net Steam Generation Capacity (2)
Installed capacity of CHP plants
Electric capacity (in MWe) | 617.5527 | 5411 | 2821 | 1019.9706 | 876.4333 | 864.127 | 777.7233 | 682.2297 | 659.0343 | 973.774 | 960.5175 | 16.4053 | -11.0325 | -1.1878 | -1.6423 | 3.8388
Steam capacity (in MWth) | 3809.6994 | 4336.4242 | 9206 | 2696.2396 | 2254.6634 | 2233.8451 | 2084.726 | 1739.3441 | 1684.4111 | 1918.1715 | 1656.9564 | 9.224 | -13.1237 | -0.78057 | -2.1096 | -0.1642
Installed capacity of boilers (in MWth) | 2357.0809 | 3216.6031 | 2830.2101 | 2813.1181 | 2613.3775 | 2189.8301 | 1978.1107 | 1817.99 | 2044.4651 | 1963.437 | 1905.9217 | 1.8461 | -0.79391 | -2.7466 | 0.33048 | -0.69925
District heating (in MWth) | 964.1473 | 1309.044 | 1078.5286 | 1294.9333 | 1348.5386 | 1067.1836 | 940.6139 | 906.0778 | 1104.8233 | 969.8397 | 879.4904 | 1.1274 | 2.2594 | -3.5383 | 1.6221 | -2.2552
Industrial and refinery boilers (in MWth) | 1392.9336 | 1907.5592 | 1751.6815 | 1518.1847 | 1264.8389 | 1122.6465 | 1037.4968 | 911.9122 | 939.6418 | 993.5973 | 1026.4313 | 2.3181 | -3.2039 | -1.9618 | -0.98578 | 0.88736
Total steam generation capacity (in MWth) | 6166.7803 | 7553.0273 | 12036.2101 | 5509.3577 | 4868.0409 | 4423.6752 | 4062.8367 | 3557.3341 | 3728.8762 | 3881.6084 | 3562.8781 | 6.9161 | -8.6546 | -1.7919 | -0.85408 | -0.45435
Net Steam Generation Investment (1,2) (in MWe - for five years period)
Capacity Expansion for CHP plants
Electric capacity (in MWe) |  | 55.1513 | 26.0328 | 109.8587 | 121.8765 | 5.5028 | 29.8392 | 68.7403 | 4.2419 | 554.8173 | 148.9696 | 0 | 16.6917 | -13.1266 | -17.7232 | 42.7426
Steam capacity (in MWth) |  | 44.1987 | 84.9551 | 112.7167 | 245.84 | 12.2285 | 89.1603 | 219.6418 | 9.2031 | 791.8428 | 198.6117 | 0 | 11.2106 | -9.6451 | -20.3151 | 35.9588
Investment for boilers (in MWth) |  | 1330.9384 | 256.9276 | 516.4067 | 438.9881 | 215.1812 | 427.0094 | 509.7415 | 694.6859 | 327.2751 | 559.7794 | 0 | 5.5029 | -0.27628 | 4.9869 | -2.136
District heating (in MWth) |  | 793.2123 | 225.6341 | 281.7105 | 342.1248 | 7.1645 | 161.9499 | 257.2488 | 344.2003 | 96.5907 | 304.4281 | 0 | 4.2505 | -7.2061 | 7.8309 | -1.2204
Industrial and refinery boilers (in MWth) |  | 537.7261 | 31.2934 | 234.6962 | 96.8633 | 208.0168 | 265.0595 | 252.4927 | 350.4856 | 230.6844 | 255.3513 | 0 | 11.962 | 10.5906 | 2.833 | -3.1172
Total steam generation investment (in MWth) |  | 1375.1372 | 341.8827 | 629.1234 | 684.8281 | 227.4098 | 516.1697 | 729.3833 | 703.8889 | 1119.1179 | 758.3911 | 0 | 7.194 | -2.7877 | 3.1505 | 0.74857
Net electric efficiencies of thermal power plants (3)
Solid fuel plants | 0.27994 | 0.28119 | 0.28511 | 0.28511 | 0.31554 | 0.31829 | 0.32698 | 0.32758 | 0.32773 | 0.33573 | 0.31965 | 0.18323 | 1.0192 | 0.35664 | 0.022826 | -0.24926
Simple cycle gas and oil plants | 0.31342 | 0.32341 | 0.32341 | 0.31401 | 0.30191 | 0.30246 | 0.30312 | 0.29267 | 0.29298 | 0.28726 | 0.30801 | 0.31407 | -0.68538 | 0.039705 | -0.33942 | 0.50138
Gas turbine combined cycle gas plants | 0.51 | 0.51 | 0.52435 | 0.52435 | 0.52435 | 0.52435 | 0.53 | 0.53 | 0.53 | 0.61696 | 0.61943 | 0.27781 | 0 | 0.1073 | 0 | 1.5714
Biomass & Waste plants | 0.28356 | 0.28356 | 0.31649 | 0.32579 | 0.33685 | 0.33704 | 0.33714 | 0.33714 | 0.33743 | 0.37205 | 0.37152 | 1.105 | 0.62535 | 0.0087187 | 0.008389 | 0.96727
(1) Including new power plants, premature replacement and retrofitting
(2) Electric capacity of CHP plants is also included in power capacity. Boilers capacity also includes industrial and refinery boilers capacity besides district heating
(3) Net electric efficiencies are averages for electricity only plants.
Source: PRIMES

## pg-costs
Slovak Republic:Reference scenario(REF2015f) | [15 empty] | ELECTRICITY AND STEAM GENERATION COSTS
| 2000 | 2005 | 2010 | 2015 | 2020 | 2025 | 2030 | 2035 | 2040 | 2045 | 2050 | '00-'10 | '10-'20 | '20-'30 | '30-'40 | '40-'50
Annual % Change
Total Cost of Electricity and Steam supply (1) (MEuro'13) | 2388.845 | 2726.9601 | 3070.1042 | 3251.3098 | 3643.3223 | 3688.4512 | 4174.7003 | 4207.6193 | 4005.8753 | 4430.696 | 4539.4543 | 2.5408 | 1.7266 | 1.3708 | -0.41195 | 1.2583
Annual capital costs | 1092.2374 | 1014.8374 | 872.243 | 1118.783 | 1520.5722 | 1112.8225 | 1739.8834 | 1634.6662 | 1448.0053 | 1444.3366 | 1542.7001 | -2.2241 | 5.7151 | 1.3564 | -1.8196 | 0.63548
Fixed operating costs | 403.9979 | 456.1706 | 444.9177 | 648.1795 | 724.2411 | 780.9302 | 804.2902 | 864.924 | 810.375 | 722.3143 | 785.5115 | 0.96947 | 4.993 | 1.0539 | 0.075398 | -0.31114
Variable operating costs | 35.4137 | 34.7314 | 29.2614 | 33.7888 | 71.6003 | 84.378 | 125.2662 | 133.6352 | 142.2418 | 151.8945 | 223.2215 | -1.8902 | 9.3609 | 5.7528 | 1.279 | 4.6094
Fuel costs | 667.2327 | 841.1747 | 1018.1914 | 675.2905 | 792.4 | 998.7645 | 772.6677 | 787.1345 | 781.0192 | 1168.7977 | 1061.893 | 4.317 | -2.476 | -0.25186 | 0.10756 | 3.1198
Taxes and subsidies | 15.2466 | 134.3312 | 127.9275 | 113.4189 | 142.9913 | 251.3277 | 220.1002 | 227.9749 | 230.7285 | 336.3764 | 301.0961 | 23.7027 | 1.1194 | 4.4074 | 0.4727 | 2.6976
Other Costs (Transmission & distribution, net imports, etc.) | 174.7167 | 245.7148 | 577.5632 | 661.8491 | 391.5175 | 460.2283 | 512.4926 | 559.2845 | 593.5056 | 606.9764 | 625.0322 | 12.7007 | -3.8133 | 2.7291 | 1.4784 | 0.51891
Expenditures for Power Generation (incl. total CHP cost) | 1921.7005 | 1895.7585 | 1929.5028 | 2155.0358 | 2767.0184 | 2715.3979 | 3144.7209 | 3136.1671 | 2886.7806 | 3233.854 | 3325.794 | 0.040527 | 3.6709 | 1.2878 | -0.85218 | 1.4257
Annual capital costs | 1044.476 | 892.8069 | 761.0672 | 1037.4501 | 1399.4773 | 1040.9219 | 1651.5247 | 1522.9499 | 1307.5977 | 1329.8424 | 1370.154 | -3.1159 | 6.2807 | 1.6698 | -2.308 | 0.46841
Fixed operating costs | 394.4803 | 438.6327 | 424.0913 | 639.7943 | 714.3186 | 770.8942 | 793.8186 | 855.1946 | 789.5583 | 691.5808 | 758.2933 | 0.72642 | 5.3521 | 1.0608 | -0.053799 | -0.40322
Variable operating costs | 25.0223 | 22.5322 | 19.8059 | 27.5285 | 64.471 | 77.2752 | 117.8675 | 126.051 | 133.6784 | 142.0689 | 213.2881 | -2.3107 | 12.527 | 6.2192 | 1.2667 | 4.7829
Fuel costs | 443.2225 | 504.2187 | 682.8576 | 383.7709 | 482.4867 | 649.2459 | 432.8112 | 470.6385 | 484.3703 | 817.3348 | 757.8503 | 4.4169 | -3.4137 | -1.0806 | 1.1318 | 4.5781
Taxes and subsidies | 14.4995 | 37.5681 | 41.6808 | 66.4919 | 106.2648 | 177.0607 | 148.6989 | 161.3331 | 171.576 | 253.0271 | 226.2083 | 11.1369 | 9.8109 | 3.417 | 1.4413 | 2.8029
of which for Electricity only power plants Generation | 1737.7871 | 1609.9697 | 1392.5818 | 1476.9098 | 2033.0548 | 1959.3755 | 2550.4977 | 2524.4283 | 2281.2205 | 2315.483 | 2251.6704 | -2.1902 | 3.8563 | 2.2934 | -1.1096 | -0.1303
Annual capital costs | 1013.8446 | 858.9548 | 729.5238 | 825.9924 | 1206.849 | 858.0031 | 1497.9374 | 1389.0314 | 1204.7431 | 1200.9377 | 1200.0432 | -3.2376 | 5.1626 | 2.1843 | -2.1547 | -0.03908
Fixed operating costs | 383.6505 | 425.1269 | 407.3425 | 462.197 | 609.5208 | 660.691 | 708.5941 | 771.2321 | 698.8976 | 597.7791 | 653.2377 | 0.60102 | 4.1125 | 1.5175 | -0.13769 | -0.67335
Variable operating costs | 23.2806 | 20.063 | 17.3964 | 16.6206 | 51.0138 | 66.682 | 109.4552 | 117.8965 | 125.5438 | 126.303 | 130.4125 | -2.8715 | 11.3584 | 7.9332 | 1.3808 | 0.3812
Fuel costs | 316.5574 | 303.9756 | 210.236 | 168.2767 | 165.6713 | 350.772 | 234.511 | 246.2684 | 252.036 | 341.2402 | 249.5509 | -4.0101 | -2.3541 | 3.5361 | 0.7233 | -0.099042
Taxes and subsidies | 0.45397 | 1.8495 | 28.083 | 3.8232 | 2.8422e-14 | 23.2273 | 2.8422e-14 | 5.6843e-14 | 0 | 49.223 | 18.426 | 51.0574 | -96.8339 | 0 | -100 | 0
of which for CHP Generation | 183.9134 | 285.7887 | 536.921 | 678.1259 | 733.9636 | 756.0224 | 594.2232 | 611.7387 | 605.5601 | 918.3709 | 1074.1236 | 11.3089 | 3.1755 | -2.0899 | 0.18917 | 5.8985
Annual capital costs | 30.6313 | 33.8521 | 31.5434 | 211.4577 | 192.6283 | 182.9187 | 153.5873 | 133.9185 | 102.8546 | 128.9047 | 170.1108 | 0.29384 | 19.8343 | -2.2395 | -3.9302 | 5.1601
Fixed operating costs | 10.8298 | 13.5058 | 16.7488 | 177.5973 | 104.7978 | 110.2032 | 85.2245 | 83.9625 | 90.6607 | 93.8017 | 105.0555 | 4.4567 | 20.126 | -2.0462 | 0.62026 | 1.4846
Variable operating costs | 1.7417 | 2.4693 | 2.4096 | 10.908 | 13.4573 | 10.5932 | 8.4123 | 8.1546 | 8.1346 | 15.7659 | 82.8756 | 3.2991 | 18.7687 | -4.5896 | -0.33516 | 26.1274
Fuel costs | 126.6651 | 200.2431 | 472.6216 | 215.4943 | 316.8155 | 298.4738 | 198.3002 | 224.3702 | 232.3343 | 476.0946 | 508.2994 | 14.0737 | -3.9208 | -4.5773 | 1.5966 | 8.1436
Taxes and subsidies | 14.0455 | 35.7185 | 13.5978 | 62.6687 | 106.2648 | 153.8334 | 148.6989 | 161.3331 | 171.576 | 203.8041 | 207.7823 | -0.32344 | 22.8265 | 3.417 | 1.4413 | 1.9331
Expenditures for Steam Boilers Generation (2) | 292.4279 | 585.4868 | 563.0382 | 434.425 | 484.7864 | 512.825 | 517.4868 | 512.1677 | 525.5891 | 589.8657 | 588.6281 | 6.7707 | -1.4852 | 0.65489 | 0.15548 | 1.1392
Annual capital costs | 47.7614 | 122.0305 | 111.1758 | 81.3329 | 121.0949 | 71.9007 | 88.3587 | 111.7163 | 140.4076 | 114.4943 | 172.546 | 8.8161 | 0.85828 | -3.1026 | 4.7404 | 2.0825
Fixed operating costs | 9.5176 | 17.5379 | 20.8264 | 8.3852 | 9.9225 | 10.036 | 10.4716 | 9.7294 | 20.8167 | 30.7335 | 27.2182 | 8.1455 | -7.146 | 0.54008 | 7.1125 | 2.7176
Variable operating costs | 10.3915 | 12.1991 | 9.4555 | 6.2603 | 7.1292 | 7.1027 | 7.3987 | 7.5841 | 8.5634 | 9.8256 | 9.9333 | -0.93945 | -2.7844 | 0.37168 | 1.4727 | 1.495
Fuel costs | 224.0102 | 336.956 | 335.3338 | 291.5196 | 309.9133 | 349.5187 | 339.8565 | 316.496 | 296.6488 | 351.4629 | 304.0427 | 4.1168 | -0.78524 | 0.92657 | -1.3505 | 0.24649
Taxes and subsidies | 0.74712 | 96.7632 | 86.2467 | 46.927 | 36.7265 | 74.267 | 71.4013 | 66.6418 | 59.1525 | 83.3493 | 74.8878 | 60.7812 | -8.1829 | 6.8742 | -1.8644 | 2.3868
Average production costs (1) (Euro'13 per MWhe+MWhth) | 50.967 | 50.0615 | 66.0393 | 73.739 | 69.8437 | 66.9762 | 73.6035 | 73.1959 | 68.483 | 75.9623 | 76.9497 | 2.6246 | 0.56166 | 0.52571 | -0.71847 | 1.1725
Fixed costs (Capital & fixed operating costs) | 31.9228 | 27.0048 | 28.3327 | 40.0743 | 43.0338 | 34.3874 | 44.856 | 43.483 | 38.6085 | 37.1462 | 39.4663 | -1.1859 | 4.2683 | 0.41556 | -1.4887 | 0.21998
Variable costs (Variable operating & fuel costs) | 15.3165 | 18.5459 | 25.283 | 18.6541 | 19.3044 | 24.2318 | 19.7119 | 19.9836 | 19.7282 | 28.4097 | 26.8884 | 5.1397 | -2.6619 | 0.20913 | 0.0082676 | 3.1449
Other Costs (Transmission & distribution, net imports, etc.) | 3.7277 | 4.5108 | 12.4236 | 15.0106 | 7.5055 | 8.357 | 9.0357 | 9.7293 | 10.1464 | 10.4063 | 10.5951 | 12.7928 | -4.9147 | 1.8727 | 1.1661 | 0.43372
in Power Generation (3) (Euro'13 per MWhe+MWhth) | 57.1218 | 49.2401 | 54.8061 | 61.434 | 65.3454 | 60.5027 | 67.354 | 65.7808 | 59.1776 | 67.023 | 68.2429 | -0.41299 | 1.7744 | 0.30321 | -1.2859 | 1.4355
Fixed costs (Capital & fixed operating costs) | 42.7724 | 34.5825 | 33.6635 | 47.8135 | 49.919 | 40.3697 | 52.3746 | 49.8813 | 42.9906 | 41.8948 | 43.6742 | -2.3663 | 4.0185 | 0.48136 | -1.955 | 0.15788
Variable costs (Variable operating & fuel costs) | 14.3494 | 14.6575 | 21.1425 | 13.6205 | 15.4264 | 20.133 | 14.9794 | 15.8995 | 16.1869 | 25.1281 | 24.5687 | 3.9519 | -3.1029 | -0.29363 | 0.77832 | 4.261
in Steam Boilers Generation (2) (Euro'13 per MWhth) | 22.1062 | 36.6575 | 49.9013 | 48.1984 | 49.3701 | 50.324 | 51.5975 | 52.2176 | 54.1134 | 58.532 | 57.3833 | 8.4825 | -0.10696 | 0.44225 | 0.47723 | 0.58843
Fixed costs (Capital & fixed operating costs) | 4.33 | 8.7384 | 11.6992 | 9.954 | 13.3427 | 8.0405 | 9.8542 | 12.3819 | 16.5993 | 14.4109 | 19.4743 | 10.4502 | 1.3232 | -2.9853 | 5.353 | 1.6102
Variable costs (Variable operating & fuel costs) | 17.7762 | 27.919 | 38.2022 | 38.2444 | 36.0275 | 42.2835 | 41.7433 | 39.8357 | 37.5141 | 44.1212 | 37.909 | 7.9506 | -0.58439 | 1.4835 | -1.0625 | 0.10476
Investment expenditure (4) (in MEuro'13-for 5 years period) |  | 639.7036 | 1296.8523 | 1234.2025 | 4459.7081 | 40.6687 | 6357.5326 | 174.6093 | 954.5771 | 1785.5146 | 1432.2661 | 0 | 13.1466 | 3.6092 | -17.2721 | 4.1409
in Power plants (incl. CHP) |  | 260.8269 | 1175.2675 | 1148.5878 | 4244.1759 | 13.6224 | 6254.7962 | 60.4872 | 823.6743 | 1658.9539 | 1126.7927 | 0 | 13.7014 | 3.9542 | -18.3504 | 3.1832
Electricity only power plants |  | 163.7476 | 1102.9158 | 916.7943 | 4092.3511 | 0 | 6243.1 | 42.3382 | 815.9382 | 816.8933 | 10.6553 | 0 | 14.01 | 4.314 | -18.4121 | -35.1976
CHP power plants |  | 97.0792 | 72.3518 | 231.7935 | 151.8249 | 13.6224 | 11.6962 | 18.149 | 7.7361 | 842.0605 | 1116.1374 | 0 | 7.6935 | -22.6126 | -4.0494 | 64.4068
by plant type
Nuclear |  | 0 | 0 | 0 | 3755.2128 | 0 | 6200 | 0 | 752 | 0 | 0 | 0 | 0 | 5.1419 | -19.0191 | -100
Renewable energy |  | 12.0535 | 55.0687 | 916.7943 | 291.6426 | 0 | 43.1 | 42.3382 | 63.9382 | 632.5635 | 129.1926 | 0 | 18.1394 | -17.4033 | 4.0228 | 7.2871
Hydro (pumping excluded) |  | 5.8035 | 21.9501 | 23.4998 | 264.4256 | 0 | 0 | 0 | 0 | 311.461 | 66.1488 | 0 | 28.2587 | -100 | 0 | 0
Wind |  | 6.25 | 0 | 0 | 16.644 | 0 | 0 | 0.25 | 5.654 | 129 | 51.9053 | 0 | 0 | -100 | 0 | 24.8204
Solar |  | 0 | 33.1186 | 893.2944 | 10.573 | 0 | 43.1 | 42.0882 | 58.2842 | 192.1024 | 11.1386 | 0 | -10.7902 | 15.0874 | 3.0641 | -15.2523
Other renewables (tidal etc.) |  | 0 | 0 | 0 | 0 | 0 | 0 | 0 | 0 | 0 | 0 | 0 | 0 | 0 | 0 | 0
Thermal |  | 248.7734 | 1120.1988 | 231.7935 | 197.3205 | 13.6224 | 11.6962 | 18.149 | 7.7361 | 1026.3904 | 997.6001 | 0 | -15.9403 | -24.6146 | -4.0494 | 62.5712
Solids fired |  | 29.484 | 161.92 | 0 | 1.3775 | 0 | 7.2826 | 11.375 | 0.4022 | 0 | 965.6177 | 0 | -37.9161 | 18.119 | -25.1459 | 117.7889
Oil fired |  | 0.58708 | 0 | 3.1289 | 10.83 | 0 | 0 | 0 | 0 | 0 | 0 | 0 | 0 | -100 | 0 | 0
Gas fired |  | 162.2029 | 448.532 | 65.6295 | 12.4672 | 1.825 | 0.036407 | 6.774 | 0 | 657.6495 | 27.0341 | 0 | -30.1128 | -44.2119 | -100 | 0
Biomass-waste fired |  | 56.4994 | 509.7469 | 163.0352 | 172.6458 | 11.7974 | 4.3771 | 0 | 7.3339 | 368.7409 | 4.9483 | 0 | -10.2612 | -30.7526 | 5.2966 | -3.8581
Hydrogen plants |  | 0 | 0 | 0 | 0 | 0 | 0 | 0 | 0 | 0 | 0 | 0 | 0 | 0 | 0 | 0
Geothermal heat |  | 0 | 0 | 0 | 0 | 0 | 0 | 0 | 0 | 0 | 0 | 0 | 0 | 0 | 0 | 0
in Steam Boilers (2) |  | 378.8767 | 121.5848 | 85.6147 | 215.5321 | 27.0463 | 102.7364 | 114.122 | 130.9028 | 126.5608 | 305.4733 | 0 | 5.892 | -7.1416 | 2.4525 | 8.8435
Average effective investment expenditure (5) (Euro'13 per KW) |  | 383.5333 | 1058.8187 | 912.4722 | 2361.3128 | 174.6071 | 2264.997 | 193.553 | 413.7507 | 681.5355 | 1096.5213 | 0 | 8.3511 | -0.41558 | -15.6341 | 10.2371
in Power plants (incl. CHP) |  | 890.8489 | 1331.1026 | 1587.6127 | 3525.5665 | 2474.1993 | 2730.5273 | 350.157 | 513.7555 | 1105.4364 | 2056.9426 | 0 | 10.2305 | -2.5231 | -15.3843 | 14.8806
Electricity only power plants |  | 689.0768 | 1287.1073 | 1494.0998 | 3782.3792 | 0 | 2761.392 | 407.0874 | 510.2803 | 863.6097 | 26.7165 | 0 | 11.382 | -3.0972 | -15.5367 | -25.5445
CHP power plants |  | 1760.2349 | 2779.2482 | 2109.9242 | 1245.7272 | 2475.5212 | 391.9725 | 264.0223 | 1823.7145 | 1517.7257 | 7492.382 | 0 | -7.7111 | -10.9194 | 16.6192 | 15.1771
by plant type
Nuclear |  | 0 | 0 | 0 | 4267.2873 | 0 | 2818.1818 | 0 | 800 | 0 | 0
Renewable energy |  | 1646.3361 | 2035.4478 | 1520.3885 | 2030.4484 | 0 | 718.3333 | 504.0267 | 97.0231 | 1159.1579 | 1068.8961 | 0 | -0.024589 | -9.8692 | -18.1432 | 27.1177
Hydro (pumping excluded) |  | 2500 | 2725.0918 | 1678.5596 | 2245.0481 | 0 | 0 | 0 | 0 | 2325 | 2300 | 0 | -1.9191 | -100 | 0 | 0
Wind |  | 1250 | 0 | 0 | 1180 | 0 | 0 | 50 | 565.4 | 1290 | 959.341 | 0 | 0 | -100 | 0 | 5.4294
Solar |  | 0 | 1743.0817 | 1516.6289 | 900 | 0 | 718.3333 | 532.7625 | 89.8062 | 616.2111 | 293.12 | 0 | -6.3964 | -2.2294 | -18.7734 | 12.5574
Other renewables (tidal etc.) |  | 0 | 0 | 0 | 0 | 0 | 0 | 0 | 0 | 0 | 0 | 0 | 0 | 0 | 0 | 0
Thermal |  | 871.4726 | 1308.8377 | 1924.1005 | 1095.0481 | 2474.1993 | 381.0851 | 204.5113 | 1823.7145 | 1074.7391 | 2336.6594 | 0 | -1.7676 | -10.0173 | 16.9482 | 2.5094
Solids fired |  | 1800 | 1600 | 0 | 250 | 0 | 250 | 250 | 250 | 0 | 2926.1141 | 0 | -16.9419 | 0 | 0 | 27.8896
Oil fired |  | 2471.9339 | 0 | 948.7179 | 200 | 0 | 0 | 0 | 0 | 0 | 0 | 0 | 0 | -100 | 0 | 0
Gas fired |  | 661.0465 | 737.9146 | 1028.6428 | 369.5188 | 962.5324 | 250 | 156.6486 | 0 | 868.1286 | 387.7246 | 0 | -6.6825 | -3.8321 | -100 | 0
Biomass-waste fired |  | 2407.0102 | 3471.5448 | 3054.8951 | 1989.1347 | 3268.2302 | 3092.1291 | 0 | 2785.2469 | 1867.3727 | 181.862 | 0 | -5.4168 | 4.5104 | -1.0398 | -23.8819
Hydrogen plants |  | 0 | 0 | 0 | 0 | 0 | 0 | 0 | 0 | 0 | 0 | 0 | 0 | 0 | 0 | 0
Geothermal heat |  | 0 | 0 | 0 | 0 | 0 | 0 | 0 | 0 | 0 | 0 | 0 | 0 | 0 | 0 | 0
in Steam Boilers (2) |  | 284.6688 | 473.226 | 165.7893 | 490.9749 | 125.6908 | 240.5953 | 223.8822 | 188.4345 | 386.7106 | 545.7031 | 0 | 0.36888 | -6.8843 | -2.414 | 11.2192
Decomposition of electricity generation costs and prices (6)
Total Electricity Sales (in GWh) |  | 27445.3488 | 25075.5814 | 26969.5976 | 30882.2443 | 33334.3603 | 35131.8002 | 36369.1473 | 37564.2044 | 37277.1143 | 37942.0556 | 0 | 2.1047 | 1.2976 | 0.67169 | 0.10014
Average cost of electricity generation (Euro'13 per MWhe) |  | 69.0739 | 76.9475 | 79.9061 | 89.599 | 81.4594 | 89.5121 | 86.2315 | 76.8492 | 86.7517 | 87.6546 | 0 | 1.5339 | -0.0097048 | -1.5137 | 1.3243
Annual capital cost |  | 32.5304 | 30.3509 | 38.4674 | 45.3166 | 31.2267 | 47.0094 | 41.8748 | 34.8097 | 35.6745 | 36.1118 | 0 | 4.0899 | 0.36742 | -2.9598 | 0.3679
Fixed O&M cost |  | 15.982 | 16.9125 | 23.7228 | 23.1304 | 23.1261 | 22.5954 | 23.5143 | 21.0189 | 18.5524 | 19.9856 | 0 | 3.1805 | -0.23372 | -0.72065 | -0.50285
Variable non fuel cost (7) |  | 0.82099 | 0.78985 | 1.0207 | 2.0876 | 2.3182 | 3.355 | 3.4659 | 3.5587 | 3.8112 | 5.6214 | 0 | 10.2075 | 4.8585 | 0.59104 | 4.6781
Fuel cost |  | 18.3717 | 27.232 | 14.2298 | 15.6234 | 19.4768 | 12.3196 | 12.9406 | 12.8945 | 21.9259 | 19.9739 | 0 | -5.4047 | -2.3478 | 0.45707 | 4.4734
Tax on fuels and ETS auction payments |  | 1.3688 | 1.6622 | 2.4654 | 3.441 | 5.3117 | 4.2326 | 4.436 | 4.5675 | 6.7877 | 5.9619 | 0 | 7.5473 | 2.0922 | 0.76449 | 2.7
Additional supply costs (Euro'13 per MWhe) |  | 14.9536 | 20.5879 | 23.2795 | 16.6824 | 16.7481 | 17.0826 | 17.4824 | 17.5163 | 18.3914 | 18.5398 | 0 | -2.0815 | 0.23739 | 0.251 | 0.56948
Transmission, distribution and sales costs |  | 14.9536 | 19.0414 | 18.0574 | 16.6824 | 16.7481 | 17.0826 | 17.4824 | 17.5163 | 18.3914 | 18.5398 | 0 | -1.3139 | 0.23739 | 0.251 | 0.56948
Other costs |  | -1.0356e-15 | 1.5464 | 5.2221 | 1.0124e-14 | -1.7053e-15 | 4.854e-15 | 7.8148e-16 | -1.5132e-14 | -1.9061e-15 | 2.2472e-15 | 0 | -96.1841 | -7.087 | 0 | 0
Estimation of RES supporting costs passed on to consumers (8) |  | 0 | 0 | 4.2725 | 4.3946 | 4.3811 | 2.4171 | 0.36136 | 0 | 0 | 0
Average price of electricity (pre-tax) (Euro'13 per MWhe) |  | 92.3978 | 134.6121 | 118.6662 | 118.8152 | 123.0325 | 125.1186 | 125.8038 | 123.9618 | 126.1998 | 127.3028 | 0 | -1.2405 | 0.51827 | -0.092844 | 0.2663
Excise tax and VAT on electricity (Euro'13 per MWhe) |  | 3.9481 | 5.5636 | 5.6477 | 5.2442 | 5.3773 | 5.4238 | 5.3741 | 5.3802 | 5.6586 | 5.8312 | 0 | -0.58939 | 0.33718 | -0.080696 | 0.8083
Average price of electricity (after tax) (Euro'13 per MWhe) |  | 96.3459 | 140.1756 | 124.314 | 124.0594 | 128.4098 | 130.5424 | 131.1779 | 129.3419 | 131.8584 | 133.134 | 0 | -1.2139 | 0.51067 | -0.092339 | 0.28938
| 0 | 0 | 0 | 0 | 0 | 0 | 0 | 0 | 0 | 0 | 0 | 0 | 0 | 0 | 0 | 0
(1)Total (and average) costs include all costs related to electricity and steam generation in power plants (including the costs of energy consumed for On Site CHP steam generation), in district heating plants as well as in industrial and refinery boilers; they also include costs for transmission, distribution and net electricity imports
(2) including steam generation in district heating plants as well as in industrial and refinery boilers
(3) including steam generation in CHP power plants
(4) including investment in electricity and steam generation power plants, district heating plants as well as in industrial and refinery boilers.
(5) all types investment included: extension of lifetime, refurbishment, new plants construction
(6) average costs and prices calculated with respect to total electricity sales
(7) includes costs for CO2 storage were applicable
(8) extra costs due to renewable recovery which are passed on to consumers
Source: PRIMES

## pg-indicators
Slovak Republic:Reference scenario(REF2015f) | [15 empty] | POWER GENERATION INDICATORS
| 2000 | 2005 | 2010 | 2015 | 2020 | 2025 | 2030 | 2035 | 2040 | 2045 | 2050 | '00-'10 | '10-'20 | '20-'30 | '30-'40 | '40-'50
Annual % Change
Capacity indicators
Demand side load factor (1) (%)
Electricity | 74.2092 | 74.3527 | 71.6416 | 77.2783 | 76.8039 | 77.1569 | 76.911 | 76.6743 | 76.7064 | 77.0733 | 75.9698 | -0.3515 | 0.69823 | 0.013928 | -0.026625 | -0.096456
Steam | 76.5341 | 78.9431 | 77.4047 | 68.413 | 67.9897 | 68.6539 | 69.1905 | 69.2541 | 69.6436 | 70.4986 | 70.9904 | 0.11318 | -1.2885 | 0.17523 | 0.065282 | 0.19173
System Reserve margin (2) | 1.8768 | 1.9208 | 1.7415 | 1.91 | 1.85 | 1.71 | 1.77 | 1.65 | 1.59 | 1.44 | 1.44 | -0.74541 | 0.60632 | -0.44109 | -1.0667 | -0.98602
Utilisation rate (3) of electric capacities (%)
Net capacity | 45.2167 | 46.9108 | 42.5731 | 38.8306 | 47.3408 | 51.6499 | 49.2542 | 52.4843 | 54.4415 | 55.8277 | 55.8093 | -0.60063 | 1.0672 | 0.39701 | 1.0063 | 0.24845
Utilisation rate (3) of steam capacities (%) | 36.0334 | 38.2122 | 20.3411 | 38.5183 | 47.3388 | 53.0044 | 57.0449 | 63.3999 | 59.7716 | 57.6788 | 62.7111 | -5.5576 | 8.8139 | 1.8826 | 0.468 | 0.48123
Overall efficiency of net electricity production (4) (%) | 32.2516 | 32.6442 | 31.5399 | 38.39 | 37.8468 | 37.5174 | 37.2623 | 37.215 | 37.2056 | 41.919 | 41.1314 | -0.22288 | 1.8397 | -0.15553 | -0.01523 | 1.0082
Efficiency of net thermal electricity production (%) | 27.5151 | 26.5482 | 23.7137 | 32.8711 | 32.635 | 34.0534 | 24.4024 | 24.4898 | 24.6491 | 44.1663 | 39.7834 | -1.4758 | 3.2449 | -2.8652 | 0.10061 | 4.9035
Ratios for electricity and steam (%)
Net imports ratio (5) | -9.5932 | -11.6232 | 3.6517 | 8.4641 | -7.4827 | -7.892 | -7.263 | -6.3025 | -7.2967 | -6.7088 | -6.0338 | 0 | 0 | -0.29757 | 0.046265 | -1.8825
excluding self consumption | -10.9376 | -12.6191 | 4.0135 | 8.9826 | -8.0175 | -8.4184 | -7.7052 | -6.6797 | -7.7194 | -7.0655 | -6.4561 | 0 | 0 | -0.39662 | 0.018428 | -1.7711
Electricity losses ratio (6) | 6.2492 | 6.0083 | 3.003 | 3.023 | 2.9952 | 3.0639 | 3.1235 | 3.1719 | 3.2201 | 3.3126 | 3.2774 | -7.0664 | -0.025926 | 0.4203 | 0.30513 | 0.17632
excluding self consumption | 7.125 | 6.5231 | 3.3004 | 3.2081 | 3.2093 | 3.2683 | 3.3137 | 3.3618 | 3.4067 | 3.4887 | 3.5068 | -7.4069 | -0.27969 | 0.32054 | 0.27722 | 0.29001
Self consumption ratio (7) | 11.0175 | 6.8983 | 8.819 | 5.7821 | 5.7677 | 5.3557 | 4.9082 | 4.8709 | 4.6656 | 4.2796 | 5.7266 | -2.2012 | -4.1575 | -1.6007 | -0.50572 | 2.0703
Shares in net electricity generation
Thermal generation (incl. biomass-waste, geothermal heat) | 31.0091 | 28.1782 | 28.1368 | 25.3533 | 21.2971 | 23.5962 | 8.0139 | 7.5404 | 7.116 | 21.6719 | 22.4308 | -0.96733 | -2.7466 | -9.3115 | -1.1812 | 12.1658
Carbon free generation | 69.0933 | 72.0536 | 74.4671 | 77.8654 | 84.2524 | 79.9752 | 93.9166 | 94.5809 | 95.017 | 84.0473 | 83.0319 | 0.75181 | 1.2422 | 1.0918 | 0.11655 | -1.3393
Nuclear energy | 53.1257 | 56.1029 | 51.0503 | 54.2387 | 60.015 | 60.3172 | 76.5058 | 77.2952 | 77.927 | 60.0235 | 58.9506 | -0.39769 | 1.631 | 2.4574 | 0.18424 | -2.7522
Hydro and Intermittent Renewables | 15.8652 | 15.7189 | 20.8129 | 20.408 | 18.6879 | 16.0866 | 15.4804 | 15.1644 | 14.9569 | 18.3046 | 18.6186 | 2.7516 | -1.0712 | -1.8654 | -0.34341 | 2.214
Biomass-waste, geothermal heat | 0.1024 | 0.23183 | 2.6039 | 3.2187 | 5.5496 | 3.5714 | 1.9304 | 2.1213 | 2.133 | 5.7192 | 5.4628 | 38.2072 | 7.8607 | -10.0213 | 1.0028 | 9.8607
Electricity from CHP | 20.6496 | 16.4547 | 17.6943 | 25.3533 | 21.2971 | 17.9106 | 8.0139 | 7.5404 | 7.116 | 21.6719 | 22.4308 | -1.5327 | 1.8706 | -9.3115 | -1.1812 | 12.1658
Generation in new plants
Electricity | 0 | 0.90687 | 11.7993 | 14.5542 | 32.3707 | 40.8318 | 68.7651 | 71.5399 | 90.6407 | 92.3509 | 95.2456 | 0 | 10.619 | 7.8255 | 2.8006 | 0.49678
Steam | 0 | 0.0005491 | 0.13824 | 20.7064 | 33.3959 | 28.8728 | 45.667 | 69.6993 | 69.925 | 87.5148 | 100 | 0 | 73.1039 | 3.1789 | 4.3525 | 3.6422
CHP indicators
Net Electricity to steam capacity ratio | 0.1621 | 1.2478 | 0.30643 | 0.37829 | 0.38872 | 0.38683 | 0.37306 | 0.39223 | 0.39126 | 0.50766 | 0.57969 | 6.5749 | 2.4072 | -0.41042 | 0.4774 | 4.0096
Net Electricity to steam generation ratio | 0.90728 | 0.51584 | 0.43595 | 0.67517 | 0.65686 | 0.59759 | 0.28407 | 0.28595 | 0.28264 | 0.87997 | 0.94926 | -7.0671 | 4.1846 | -8.0407 | -0.050657 | 12.8797
Emissions (8)
CO2 emissions (in kt CO2) | 13455.1655 | 13636.2969 | 10638.3902 | 7886.5237 | 8104.6899 | 9310.6154 | 6087.4162 | 5378.2507 | 4699.8061 | 5020.6949 | 3744.2138 | -2.3216 | -2.6836 | -2.8216 | -2.5538 | -2.2475
Thermal power plants | 9877.2578 | 10121.5882 | 8621.2115 | 6219.7393 | 6359.5756 | 7127.731 | 4145.9339 | 3673.5004 | 3315.9841 | 3599.0558 | 2582.0923 | -1.3509 | -2.9968 | -4.1881 | -2.209 | -2.4705
of which for On Site CHP steam generation | 312.8647 | 486.0869 | 386.9222 | 536.124 | 512.882 | 373.3325 | 386.2388 | 329.7162 | 323.0661 | 323.2987 | 301.5273 | 2.1473 | 2.8583 | -2.7961 | -1.7701 | -0.68759
District heating units | 1492.121 | 1547.0115 | 1002.6276 | 637.9367 | 525.3229 | 618.9878 | 477.0066 | 380.9753 | 279.6537 | 422.6985 | 220.9208 | -3.8977 | -6.2592 | -0.96019 | -5.1997 | -2.3299
Industrial boilers | 2074.5218 | 1697.6186 | 986.1079 | 955.5099 | 1176.3759 | 1529.8925 | 1445.7474 | 1320.8247 | 1104.1683 | 998.9406 | 941.2007 | -7.1674 | 1.7799 | 2.0833 | -2.6593 | -1.5842
Refinery boilers | 11.2648 | 270.0785 | 28.4432 | 73.3378 | 43.4154 | 34.0041 | 18.7283 | 2.9503 | 0 | 0 | 0 | 9.7047 | 4.3198 | -8.064 | -100 | 0
CO2 emissions captured (in kt CO2) | 0 | 0 | 0 | 0 | 0 | 0 | 0 | 0 | 0 | 0 | 2656.7571 | 0 | 0 | 0 | 0 | 0
Carbon intensity
Power generation (per MWhe+MWhth) | 0.2936 | 0.2629 | 0.24488 | 0.17731 | 0.15019 | 0.15882 | 0.088798 | 0.077051 | 0.067976 | 0.074592 | 0.052983 | -1.7981 | -4.7713 | -5.1194 | -2.6367 | -2.4611
Thermal power plants (per MWhe+MWhth) | 0.67031 | 0.57719 | 0.50094 | 0.38771 | 0.37022 | 0.38533 | 0.31429 | 0.28714 | 0.26349 | 0.20078 | 0.14221 | -2.8705 | -2.9787 | -1.6246 | -1.7474 | -5.9809
District heating units (per MWhth) | 0.25793 | 0.21105 | 0.19831 | 0.17852 | 0.12959 | 0.15334 | 0.12176 | 0.09799 | 0.073647 | 0.11494 | 0.06117 | -2.5944 | -4.1656 | -0.62129 | -4.9032 | -1.8392
Industrial boilers (per MWhth) | 0.28383 | 0.22512 | 0.16153 | 0.18272 | 0.21093 | 0.25486 | 0.23985 | 0.2236 | 0.18666 | 0.15608 | 0.14161 | -5.4812 | 2.7045 | 1.2932 | -2.4764 | -2.7239
Refinery boilers (per MWhth) | 0.083797 | 0.24534 | 0.23255 | 0.34819 | 0.23023 | 0.22535 | 0.22301 | 0.22048 | 0 | 0 | 0 | 10.746 | -0.099948 | -0.31802 | -100 | 0
Emissions index (2000=1)
CO2 emissions | 1 | 1.0135 | 0.79065 | 0.58613 | 0.60235 | 0.69197 | 0.45242 | 0.39972 | 0.34929 | 0.37314 | 0.27827 | -2.3216 | -2.6836 | -2.8216 | -2.5538 | -2.2475
SO2 emissions (9) | 1 | 0.74123 | 0.27034 | 0.26316 | 0.26175 | 0.32932 | 0.14116 | 0.13811 | 0.14383 | 0.11553 | 0.09201 | -12.2614 | -0.32215 | -5.9886 | 0.18801 | -4.3692
NOx emissions (9) | 1 | 0.75293 | 0.2959 | 0.33108 | 0.57936 | 0.58849 | 0.5364 | 0.5596 | 0.63074 | 1.0647 | 1.0331 | -11.4651 | 6.9498 | -0.76755 | 1.6334 | 5.0575
Other indicators
Electricity per capita (KWh per capita)
Production | 5704.7521 | 5835.4435 | 5094.9742 | 4996.5541 | 6269.2759 | 6786.3072 | 7218.0064 | 7613.9308 | 8013.6682 | 8112.9454 | 8609.9326 | -1.1241 | 2.0957 | 1.4192 | 1.0512 | 0.72026
Final demand | 4076.5953 | 4252.5617 | 4476.5115 | 4762.2909 | 5010.9535 | 5476.5422 | 5861.676 | 6185.0133 | 6471.0377 | 6757.5247 | 7044.4157 | 0.94021 | 1.1342 | 1.5805 | 0.99392 | 0.8526
Distributed steam per capita (KWh per capita)
Production | 1894.3126 | 2524.83 | 2254.8658 | 1940.0955 | 2163.1204 | 2172.8104 | 2152.5808 | 2156.1049 | 2154.0557 | 2129.4931 | 2135.8692 | 1.7576 | -0.41452 | -0.048831 | 0.0068499 | -0.084752
Final demand | 1518.6809 | 2191.7498 | 1934.9609 | 1690.0579 | 1900.7027 | 1929.9537 | 1932.873 | 1953.3619 | 1970.2545 | 1965.2287 | 1987.8823 | 2.452 | -0.17847 | 0.16798 | 0.19174 | 0.089111
Generation per unit of GDP (in MWh/MEuro'13)
Electricity | 714.0128 | 572.0773 | 398.7482 | 353.8552 | 381.0731 | 357.8052 | 328.2504 | 311.1656 | 303.9227 | 291.3713 | 293.022 | -5.6593 | -0.45236 | -1.4811 | -0.76708 | -0.36459
Distributed steam | 278.7198 | 303.6529 | 220.9762 | 171.9083 | 161.9513 | 141.0826 | 121.6365 | 108.5601 | 101.182 | 95.1799 | 90.5841 | -2.2948 | -3.0598 | -2.822 | -1.8243 | -1.1003
(1) demand side load factor = demand/(peak load x 8760hours)
(2) Ratio of confirmed capacity to peak load, where confirmed capacity is calculated by applying capacity credit factors per technology; the capacity credit factors for variable RES are below average annual availability of the corresponding RES resource, in conformity with system reliability and security of supply principles.
(3) utilisation rate = generation/(installed capacity x 8760hours)
(4) including nuclear, hydro, wind, etc.
(5) ratio of imports to electricity supply (in %)
(6) ratio of electricity transmission and distribution losses to electricity supply (in %)
(7) ratio of own consumption to electricity supply (in %)
(8) For total electricity and steam generation, i.e. including On Site CHP steam generation as well as industrial and refinery boilers
(9) The SO2 and NOx indicators relate to gross emissions following electricity and steam production and may not include additional end of pipe technology beyond the requirements of current legislation.
Source: PRIMES

## Explanation
(A) The total output of heat/steam from CHP can be higher than quantities shown here because these only include distributed heat/steam produced by CHP following EUROSTAT convention, according to which fuel consumption corresponding to on site steam/heat produced from CHP is accounted for in the final demand statistics as consumption of individual fuels and not as steam/heat, even if the fuel is in reality used in industrial CHP.
(B) PRIMES does not report separately on industrial waste. In order to ensure a consistent breakdown of supply and demand quanties, industrial waste is shown as part of total waste and of renewables. Given that only biodegradable waste counts towards the renewables targets, the indicators on the share of RES in gross final energy demand have been adjusted to exclude industrial waste. RES indicators have been calculated on the basis of the methodology developed by EUROSTAT, i.e. taking into account normalised hydro and wind production, increased weight for renewable electricity in road transport and aviation cap for gross final energy demand.
(C) For calculation of the RES-E and total RES in gross final energy consumption ratios, energy losses corresponding to hydrogen production from RES, which is stored and later converted back into electricity are excluded from gross electricity consumption and gross final energy consumption.
(D) Power generation includes electricity produced using hydrogen that has been derived from RES for storage purposes; it includes therefore both all the direct production of electricity from RES, which is partly used for transformation into hydrogen for storage purposes, and the indirect production of RES based electricity from that hydrogen; total electricity generation and fuel share numbers are therefore different from those shown in other sheets following a different concept.
Disclaimer: Energy and transport statistics reported in this publication and used for the modelling are mainly based on EUROSTAT and on the publications “EU Energy in Figures” of the Directorate General for Energy and “EU Transport in Figures” of the Directorate General for Mobility and Transport. Energy and transport statistical concepts have developed differently in the past according to their individual purposes. Energy demand in transport reflects usually sales of fuels at the point of refuelling, which can differ from the region of consumption. These differences should be borne in mind when comparing energy and transport figures. This applies in particular to transport activity ratios, such as energy efficiency in freight or passenger transport, which are measured in tonnes of oil equivalent per million tonne-km and in tonnes of oil equivalent per million passenger-km, respectively. For modelling purposes, some assumptions had to be made for calculating air and maritime transport performance and allocating it by MS. The transport volumes (number of passengers and tonnes) and distance matrices have been used for this purpose. By assumption, 50% of the calculated transport performance is allocated to the origin country and 50% to the destination country. The same “50%-50%” principle allocation applies to the EFTA countries and the candidate countries. For the international extra-EU activity, where the corresponding partner is outside EU-28 and is not an EFTA or candidate country, 100% of transport performance is allocated to the declaring EU MS country. These assumptions are used only for modelling purposes and shall be considered as model estimates and not as official data.
Abbreviations
GIC: Gross Inland Consumption
CHP: combined heat and power
Geographical regions
EU27: EU15 Member States + NM12 Member States
EU15: EU15 Member States (Austria, Belgium, Denmark, Finland, France, Germany, Greece, Ireland, Italy, Luxembourg, The Netherlands, Portugal, Spain, Sweden, United Kingdom)
NM12: New Member States (Bulgaria, Cyprus, Czech Republic, Estonia, Hungary, Latvia, Lithuania, Malta, Poland, Romania, Slovakia, Slovenia)
Units
toe: tonne of oil equivalent, or 107 kilocalories, or 41.86 GJ (Gigajoule)
Mtoe: million toe
GW: Gigawatt or 109 watt
kWh: kilowatt-hour or 103 watt-hour
MWh: megawatt-hour or 106 watt-hour
TWh: Terawatt-hour or 1012 watt-hour
t: metric tonnes, or 1000 kilogrammes
Mt: Million metric tonnes
km: kilometre
pkm: passenger-kilometre (one passenger transported a distance of one kilometre)
tkm: tonne-kilometre (one tonne transported a distance of one kilometre)
Gpkm: Giga passenger-kilometre, or 109 passenger-kilometre
Gtkm: Giga tonne-kilometre, or 109 tonne-kilometre