## Cover
Spain:Reference scenario(REF2015f)
Detailed Analytical Results
Primes Ver. 4 Energy Model
E3M Lab
National Technical University of Athens
2016-07-14

## aggregate
Basic Results | [11 empty] | % change per annum
Spain:Reference scenario(REF2015f) | 2000 | 2005 | 2010 | 2015 | 2020 | 2025 | 2030 | 2035 | 2040 | 2045 | 2050 | 2000-2010 | 2010-2030 | 2030-2050
Total Primary Energy (Mtoe) | 123.6419 | 144.2225 | 129.8683 | 124.5827 | 124.858 | 119.2687 | 114.7798 | 112.3346 | 107.7607 | 103.8849 | 104.2832 | 0.49252 | -0.61562 | -0.47838
GDP (in 000 M€13) | 892.6076 | 1047.9954 | 1092.882 | 1094.2134 | 1207.0563 | 1326.689 | 1446.9239 | 1568.8881 | 1675.2249 | 1746.0054 | 1853.7916 | 2.0449 | 1.413 | 1.2467
CO2 Emissions (Mt of CO2) | 291.5561 | 347.2852 | 272.6407 | 270.9835 | 257.9143 | 231.1256 | 202.8385 | 189.4756 | 188.0039 | 183.7373 | 176.5461 | -0.66853 | -1.4678 | -0.69174
Energy Intensity (toe/M€13) | 138.5176 | 137.6175 | 118.831 | 113.856 | 103.4401 | 89.8995 | 79.3268 | 71.6014 | 64.3261 | 59.4986 | 56.254 | -1.5213 | -2.0004 | -1.7038
Carbon Intensity of GDP (t of CO2/M€13) | 326.6341 | 331.3804 | 249.4695 | 247.6514 | 213.6721 | 174.2123 | 140.186 | 120.7706 | 112.2261 | 105.233 | 95.2351 | -2.659 | -2.8407 | -1.9145
Carbon/Energy (t of CO2/toe of GIC) | 2.3581 | 2.408 | 2.0994 | 2.1751 | 2.0657 | 1.9379 | 1.7672 | 1.6867 | 1.7446 | 1.7687 | 1.6929 | -1.1554 | -0.8575 | -0.21438
Indicators (1995 = 100) | [11 empty] | % change per annum
Spain:Reference scenario(REF2015f) | 2000 | 2005 | 2010 | 2015 | 2020 | 2025 | 2030 | 2035 | 2040 | 2045 | 2050 | 2000-2010 | 2010-2030 | 2030-2050
Total Primary Energy | 121.1273 | 141.2893 | 127.2271 | 122.049 | 122.3186 | 116.8431 | 112.4455 | 110.05 | 105.5691 | 101.7721 | 102.1623 | 0.49252 | -0.61562 | -0.47838
GDP | 122.3741 | 143.6773 | 149.8312 | 150.0137 | 165.4841 | 181.8855 | 198.3693 | 215.0903 | 229.6688 | 239.3726 | 254.1498 | 2.0449 | 1.413 | 1.2467
CO2 Emissions (1990=100) | 138.5677 | 165.054 | 129.5778 | 128.7901 | 122.5787 | 109.8469 | 96.4029 | 90.0519 | 89.3525 | 87.3247 | 83.9069 | -0.66853 | -1.4678 | -0.69174
Energy Intensity | 98.9812 | 98.3379 | 84.9136 | 81.3586 | 73.9156 | 64.2399 | 56.6849 | 51.1646 | 45.9658 | 42.5162 | 40.1977 | -1.5213 | -2.0004 | -1.7038
Carbon/Energy | 100.91 | 103.046 | 89.8391 | 93.0813 | 88.3968 | 82.9276 | 75.6245 | 72.1801 | 74.6594 | 75.6872 | 72.4472 | -1.1554 | -0.8575 | -0.21438
Energy Intensity Indicators (2000 = 100) | [11 empty] | % change per annum
Spain:Reference scenario(REF2015f) | 2000 | 2005 | 2010 | 2015 | 2020 | 2025 | 2030 | 2035 | 2040 | 2045 | 2050 | 2000-2010 | 2010-2030 | 2030-2050
Industry | 100 | 114.4362 | 87.2653 | 86.9147 | 83.4871 | 74.7261 | 67.1857 | 58.3783 | 54.8404 | 52.8859 | 50.1644 | -1.3529 | -1.299 | -1.4502
Residential | 100 | 106.2653 | 115.1473 | 103.128 | 93.3169 | 80.762 | 71.6822 | 65.1978 | 61.5304 | 60.0596 | 56.7651 | 1.4204 | -2.342 | -1.1598
Tertiary | 100 | 107.7204 | 110.4594 | 107.0702 | 100.1828 | 83.7752 | 75.8267 | 69.4324 | 64.8092 | 62.7229 | 60.6625 | 0.99975 | -1.8634 | -1.1094
Transport | 100 | 102.3822 | 91.4138 | 86.0395 | 76.8476 | 70.2029 | 65.3088 | 61.9337 | 59.3714 | 57.4787 | 55.5341 | -0.89372 | -1.6673 | -0.80737
Total Primary Energy (Mtoe) | [11 empty] | % change per annum
Spain:Reference scenario(REF2015f) | 2000 | 2005 | 2010 | 2015 | 2020 | 2025 | 2030 | 2035 | 2040 | 2045 | 2050 | 2000-2010 | 2010-2030 | 2030-2050
Solids | 20.9376 | 20.5659 | 7.906 | 15.7676 | 15.4128 | 10.2871 | 5.2786 | 1.7456 | 1.3416 | 0.62683 | 0.6456 | -9.28 | -1.9996 | -9.9731
Oil | 63.9668 | 70.4572 | 60.4356 | 53.9903 | 50.171 | 49.7191 | 49.0666 | 49.0203 | 49.4472 | 49.0842 | 49.2008 | -0.56625 | -1.0366 | 0.013659
Natural gas | 15.3047 | 29.8855 | 31.1624 | 25.1553 | 25.4603 | 23.862 | 21.8737 | 23.0345 | 23.2565 | 23.375 | 20.2724 | 7.3694 | -1.7541 | -0.3794
Nuclear | 16.0463 | 14.8424 | 15.9905 | 14.1727 | 14.1727 | 14.1727 | 14.1727 | 14.1727 | 6.1403 | 0 | 0 | -0.034829 | -0.60157 | -100
Electricity | 0.3819 | -0.1155 | -0.7165 | -0.11411 | 0.37959 | 0.54605 | 0.40164 | -0.35221 | -0.38318 | -0.37581 | -0.37611 | 0 | 0 | 0
Renewables | 7.0046 | 8.587 | 15.0903 | 15.6109 | 19.2616 | 20.6819 | 23.9866 | 24.7137 | 27.9582 | 31.1747 | 34.5405 | 7.977 | 2.3443 | 1.8399
Total Primary Energy | 123.6419 | 144.2225 | 129.8683 | 124.5827 | 124.858 | 119.2687 | 114.7798 | 112.3346 | 107.7607 | 103.8849 | 104.2832 | 0.49252 | -0.61562 | -0.47838
Total Primary Energy in % | [11 empty] | % difference
Spain:Reference scenario(REF2015f) | 2000 | 2005 | 2010 | 2015 | 2020 | 2025 | 2030 | 2035 | 2040 | 2045 | 2050 | 2000-2010 | 2010-2030 | 2030-2050
Solids | 16.9341 | 14.2598 | 6.0877 | 12.6563 | 12.3443 | 8.6251 | 4.5989 | 1.5539 | 1.245 | 0.60339 | 0.61908 | -10.8464 | -1.4888 | -3.9798
Oil | 51.7355 | 48.8531 | 46.5361 | 43.3369 | 40.1825 | 41.6866 | 42.7485 | 43.6377 | 45.8861 | 47.2486 | 47.18 | -5.1995 | -3.7876 | 4.4315
Natural gas | 12.3782 | 20.7218 | 23.9954 | 20.1917 | 20.3914 | 20.0069 | 19.0571 | 20.5053 | 21.5816 | 22.5008 | 19.4398 | 11.6171 | -4.9383 | 0.38268
Nuclear | 12.978 | 10.2913 | 12.3129 | 11.3761 | 11.3511 | 11.883 | 12.3477 | 12.6165 | 5.6981 | 0 | 0 | -0.66519 | 0.034874 | -12.3477
Electricity | 0.30888 | -0.080085 | -0.55171 | -0.091594 | 0.30402 | 0.45783 | 0.34993 | -0.31353 | -0.35559 | -0.36175 | -0.36066 | -0.86059 | 0.90164 | -0.71058
Renewables | 5.6652 | 5.954 | 11.6197 | 12.5305 | 15.4268 | 17.3405 | 20.8979 | 22.0001 | 25.9447 | 30.0089 | 33.1218 | 5.9545 | 9.2782 | 12.2239
Primary Energy Supply (Mtoe) | [11 empty] | % change per annum
Spain:Reference scenario(REF2015f) | 2000 | 2005 | 2010 | 2015 | 2020 | 2025 | 2030 | 2035 | 2040 | 2045 | 2050 | 2000-2010 | 2010-2030 | 2030-2050
Production Oil&Gas | 0.4615 | 0.3525 | 0.2012 | 0.41893 | 0.41235 | 0.40126 | 0.42384 | 0.43945 | 0.4472 | 0.43627 | 0.42711 | -7.9666 | 3.7955 | 0.038443
Production Solids | 7.9657 | 6.2648 | 3.2964 | 2.9726 | 2.8284 | 1.0678 | 0.45864 | 0.17494 | 0.16686 | 0.065676 | 0.066337 | -8.4451 | -9.391 | -9.215
Production RES | 7.0046 | 8.587 | 14.6774 | 15.5363 | 19.1259 | 20.5095 | 23.8091 | 24.6332 | 27.9772 | 31.3385 | 34.6713 | 7.6779 | 2.4483 | 1.897
Production Nuclear | 16.0463 | 14.8424 | 15.9905 | 14.1727 | 14.1727 | 14.1727 | 14.1727 | 14.1727 | 6.1403 | 0 | 0 | -0.034829 | -0.60157 | -100
Net Imports Oil&Gas | 86.1202 | 109.5291 | 99.6536 | 87.9732 | 84.8649 | 83.1277 | 80.7497 | 81.9707 | 82.7012 | 82.5772 | 79.7907 | 1.4703 | -1.0462 | -0.059719
Net Imports Solids | 12.84 | 14.4181 | 6.7255 | 12.795 | 12.5844 | 9.2192 | 4.8199 | 1.5707 | 1.1748 | 0.56115 | 0.57926 | -6.2619 | -1.6519 | -10.052
Net Imports Electricity | 0.3819 | -0.1155 | -0.7165 | -0.11411 | 0.37959 | 0.54605 | 0.40164 | -0.35221 | -0.38318 | -0.37581 | -0.37611 | 0 | 0 | 0
Net Imports RES | 0 | 0 | 0.4214 | 0.074586 | 0.13562 | 0.17233 | 0.17754 | 0.0805 | -0.019067 | -0.16382 | -0.13086 | 0 | -4.2298 | 0
Primary Energy Supply | 130.8202 | 153.8784 | 140.2495 | 133.8292 | 134.5039 | 129.2167 | 125.0131 | 122.69 | 118.2053 | 114.4392 | 115.0278 | 0.69842 | -0.57337 | -0.41536
Primary Energy Production | 31.4781 | 30.0467 | 34.1655 | 33.1006 | 36.5394 | 36.1513 | 38.8643 | 39.4203 | 34.7317 | 31.8405 | 35.1648 | 0.82261 | 0.64637 | -0.4989
Primary Energy Supply in % | [11 empty] | % difference
Spain:Reference scenario(REF2015f) | 2000 | 2005 | 2010 | 2015 | 2020 | 2025 | 2030 | 2035 | 2040 | 2045 | 2050 | 2000-2010 | 2010-2030 | 2030-2050
Production Oil&Gas | 0.35277 | 0.22908 | 0.14346 | 0.31303 | 0.30657 | 0.31053 | 0.33903 | 0.35818 | 0.37832 | 0.38122 | 0.37131 | -0.20932 | 0.19557 | 0.032274
Production Solids | 6.089 | 4.0713 | 2.3504 | 2.2212 | 2.1029 | 0.82639 | 0.36687 | 0.14259 | 0.14116 | 0.05739 | 0.05767 | -3.7387 | -1.9835 | -0.3092
Production RES | 5.3544 | 5.5804 | 10.4652 | 11.6091 | 14.2196 | 15.8722 | 19.0453 | 20.0776 | 23.6683 | 27.3844 | 30.1417 | 5.1108 | 8.5801 | 11.0964
Production Nuclear | 12.2659 | 9.6455 | 11.4015 | 10.5901 | 10.537 | 10.9682 | 11.337 | 11.5516 | 5.1946 | 0 | 0 | -0.86445 | -0.064485 | -11.337
Net Imports Oil&Gas | 65.831 | 71.179 | 71.0545 | 65.7354 | 63.0948 | 64.3321 | 64.593 | 66.8112 | 69.964 | 72.1581 | 69.3665 | 5.2235 | -6.4615 | 4.7735
Net Imports Solids | 9.815 | 9.3698 | 4.7954 | 9.5607 | 9.3562 | 7.1347 | 3.8555 | 1.2802 | 0.99383 | 0.49035 | 0.50358 | -5.0196 | -0.93985 | -3.352
Net Imports Electricity | 0.29193 | -0.075059 | -0.51088 | -0.085266 | 0.28221 | 0.42259 | 0.32128 | -0.28707 | -0.32417 | -0.32839 | -0.32697 | -0.8028 | 0.83216 | -0.64825
Net Imports RES | 0 | 0 | 0.30046 | 0.055732 | 0.10083 | 0.13336 | 0.14202 | 0.065613 | -0.01613 | -0.14315 | -0.11376 | 0.30046 | -0.15844 | -0.25578
Total Import Dependence | 76.649 | 81.4312 | 76.7526 | 75.2665 | 72.834 | 72.0227 | 68.9118 | 67.87 | 70.6175 | 72.177 | 69.4293 | 0.1036 | -7.8408 | 0.51746
Oil and gas import share in primary supply | 65.831 | 71.179 | 71.0545 | 65.7354 | 63.0948 | 64.3321 | 64.593 | 66.8112 | 69.964 | 72.1581 | 69.3665 | 5.2235 | -6.4615 | 4.7735
Total Final Energy by Sector (Mtoe) | [11 empty] | % change per annum
Spain:Reference scenario(REF2015f) | 2000 | 2005 | 2010 | 2015 | 2020 | 2025 | 2030 | 2035 | 2040 | 2045 | 2050 | 2000-2010 | 2010-2030 | 2030-2050
Heavy Industry | 17.3486 | 20.3384 | 13.3788 | 13.2678 | 14.0408 | 13.3067 | 12.6666 | 11.3972 | 11.1617 | 11.0376 | 10.9487 | -2.5649 | -0.27314 | -0.7261
Other Industries | 8.0196 | 10.6282 | 8.056 | 8.0075 | 8.2494 | 8.1911 | 8.1994 | 8.0212 | 8.1882 | 8.4051 | 8.6965 | 0.045296 | 0.088287 | 0.29473
Residential | 11.9999 | 15.132 | 16.9196 | 15.5499 | 15.4829 | 14.7496 | 14.313 | 14.1492 | 14.2914 | 14.5734 | 14.6684 | 3.4954 | -0.83305 | 0.12273
Tertiary | 9.2874 | 11.712 | 13.5258 | 13.4409 | 13.9081 | 12.87 | 12.7759 | 12.7577 | 12.7667 | 12.9227 | 13.3011 | 3.831 | -0.28479 | 0.20165
Transport | 33.2296 | 39.9437 | 37.192 | 35.0481 | 34.5321 | 34.6728 | 35.1789 | 36.1729 | 37.0267 | 37.3609 | 38.3253 | 1.1329 | -0.27785 | 0.42924
Total Final Energy | 79.8851 | 97.7543 | 89.0722 | 85.3142 | 86.2132 | 83.7902 | 83.1338 | 82.4982 | 83.4346 | 84.2996 | 85.94 | 1.0945 | -0.34439 | 0.16613
Total Final Energy by Sector in % | [11 empty] | % difference
Spain:Reference scenario(REF2015f) | 2000 | 2005 | 2010 | 2015 | 2020 | 2025 | 2030 | 2035 | 2040 | 2045 | 2050 | 2000-2010 | 2010-2030 | 2030-2050
Heavy Industry | 21.7169 | 20.8056 | 15.0202 | 15.5517 | 16.2861 | 15.8809 | 15.2364 | 13.8151 | 13.3778 | 13.0933 | 12.7399 | -6.6968 | 0.21624 | -2.4965
Other Industries | 10.0389 | 10.8724 | 9.0443 | 9.3859 | 9.5686 | 9.7758 | 9.863 | 9.7228 | 9.8139 | 9.9705 | 10.1193 | -0.99457 | 0.81861 | 0.25636
Residential | 15.0214 | 15.4796 | 18.9954 | 18.2267 | 17.9589 | 17.603 | 17.2168 | 17.151 | 17.1289 | 17.2877 | 17.0682 | 3.9739 | -1.7786 | -0.14859
Tertiary | 11.6259 | 11.9811 | 15.1852 | 15.7545 | 16.1322 | 15.3598 | 15.3679 | 15.4643 | 15.3014 | 15.3294 | 15.4772 | 3.5593 | 0.18267 | 0.10935
Transport | 41.5967 | 40.8613 | 41.7549 | 41.0812 | 40.0543 | 41.3805 | 42.316 | 43.8469 | 44.3781 | 44.3191 | 44.5954 | 0.15815 | 0.56109 | 2.2794
Total Final Energy by Fuel (Mtoe) | [11 empty] | % change per annum
Spain:Reference scenario(REF2015f) | 2000 | 2005 | 2010 | 2015 | 2020 | 2025 | 2030 | 2035 | 2040 | 2045 | 2050 | 2000-2010 | 2010-2030 | 2030-2050
Solids | 1.7745 | 1.7123 | 1.2605 | 1.1231 | 1.3071 | 1.3784 | 1.0731 | 0.43508 | 0.30989 | 0.23559 | 0.21507 | -3.3623 | -0.80155 | -7.7223
Oil | 46.2969 | 53.4486 | 46.7751 | 43.1285 | 40.3618 | 39.8484 | 39.2821 | 39.1997 | 39.1805 | 38.8435 | 39.1446 | 0.10281 | -0.86911 | -0.017529
Gas | 12.1406 | 17.9784 | 14.645 | 14.7431 | 14.3709 | 12.5645 | 11.6848 | 11.903 | 11.8522 | 12.0107 | 11.8881 | 1.8931 | -1.1227 | 0.086268
Electricity | 16.2045 | 20.8274 | 21.049 | 20.0567 | 21.2048 | 21.4351 | 22.0722 | 22.6346 | 23.2396 | 24.0136 | 25.0168 | 2.6501 | 0.23761 | 0.62812
Steam Distrib.(A) | 0 | 0 | 0 | 0.0079409 | 0.11838 | 0.30067 | 0.58592 | 0.73288 | 0.87652 | 0.75765 | 0.72757 | 0 | 0 | 1.0885
Renewables | 3.4686 | 3.7876 | 5.3426 | 6.2548 | 8.8502 | 8.2631 | 8.4356 | 7.593 | 7.9759 | 8.4386 | 8.9478 | 4.4143 | 2.31 | 0.29516
Total Final Energy | 79.8851 | 97.7543 | 89.0722 | 85.3142 | 86.2132 | 83.7902 | 83.1338 | 82.4982 | 83.4346 | 84.2996 | 85.94 | 1.0945 | -0.34439 | 0.16613
Total Final Energy by Fuel in % | [11 empty] | % difference
Spain:Reference scenario(REF2015f) | 2000 | 2005 | 2010 | 2015 | 2020 | 2025 | 2030 | 2035 | 2040 | 2045 | 2050 | 2000-2010 | 2010-2030 | 2030-2050
Solids | 2.2213 | 1.7516 | 1.4151 | 1.3165 | 1.5161 | 1.645 | 1.2908 | 0.52738 | 0.37142 | 0.27947 | 0.25025 | -0.80617 | -0.12433 | -1.0406
Oil | 57.9544 | 54.6765 | 52.5137 | 50.5526 | 46.8162 | 47.5574 | 47.2517 | 47.5158 | 46.9596 | 46.0779 | 45.5488 | -5.4407 | -5.262 | -1.7029
Gas | 15.1976 | 18.3914 | 16.4417 | 17.281 | 16.6691 | 14.9952 | 14.0555 | 14.4282 | 14.2054 | 14.2477 | 13.833 | 1.2441 | -2.3863 | -0.22244
Electricity | 20.2848 | 21.3059 | 23.6314 | 23.5092 | 24.5958 | 25.5819 | 26.5502 | 27.4364 | 27.8537 | 28.486 | 29.1096 | 3.3466 | 2.9188 | 2.5595
Steam Distrib.(A) | 0 | 0 | 0 | 0.0093078 | 0.13732 | 0.35884 | 0.70479 | 0.88835 | 1.0506 | 0.89876 | 0.84661 | 0 | 0.70479 | 0.14181
Renewables | 4.342 | 3.8746 | 5.9981 | 7.3315 | 10.2655 | 9.8617 | 10.1471 | 9.2038 | 9.5594 | 10.0102 | 10.4117 | 1.6561 | 4.149 | 0.26465
Energy related CO2 Emissions (Mt) | [11 empty] | % change per annum
Spain:Reference scenario(REF2015f) | 2000 | 2005 | 2010 | 2015 | 2020 | 2025 | 2030 | 2035 | 2040 | 2045 | 2050 | 2000-2010 | 2010-2030 | 2030-2050
Power and Distr. Steam | 98.8079 | 117.6753 | 70.2647 | 81.1841 | 78.2907 | 58.9711 | 36.9802 | 27.0321 | 27.029 | 24.2053 | 16.937 | -3.3516 | -3.1585 | -3.8292
Energy Branch | 13.3757 | 13.5486 | 16.2245 | 16.1086 | 14.3405 | 12.9831 | 12.3336 | 11.9 | 11.6123 | 11.3663 | 11.1049 | 1.9496 | -1.3616 | -0.52333
Industry | 50.3607 | 59.2207 | 42.3323 | 39.8224 | 39.955 | 36.3261 | 31.3717 | 26.69 | 24.1868 | 23.2992 | 22.5316 | -1.7216 | -1.487 | -1.6413
Residential | 17.0692 | 20.8556 | 20.5166 | 16.5257 | 13.5692 | 12.8354 | 12.1173 | 12.0504 | 11.8532 | 11.8107 | 11.2885 | 1.8566 | -2.5986 | -0.35361
Tertiary | 13.2495 | 16.5217 | 15.0064 | 15.481 | 13.9234 | 11.9644 | 10.8303 | 10.2659 | 9.6927 | 9.2467 | 8.903 | 1.253 | -1.6174 | -0.97503
Transport | 98.6932 | 119.4633 | 108.2963 | 101.8617 | 97.8355 | 98.0455 | 99.2054 | 101.5372 | 103.6299 | 103.8092 | 105.781 | 0.93288 | -0.43744 | 0.32141
Total energy related CO2 Emissions | 291.5561 | 347.2852 | 272.6407 | 270.9835 | 257.9143 | 231.1256 | 202.8385 | 189.4756 | 188.0039 | 183.7373 | 176.5461 | -0.66853 | -1.4678 | -0.69174
ETS excluding aviation | 0 | 173.9504 | 112.3303 | 125.163 | 120.7935 | 96.5203 | 69.6162 | 55.3674 | 52.8567 | 48.8575 | 40.6225 | 0 | -2.3638 | -2.6574
Aviation | 0 | 16.0019 | 16.1991 | 18.051 | 19.8999 | 21.2514 | 21.0289 | 21.3268 | 21.5892 | 21.2278 | 21.4973 | 0 | 1.3133 | 0.11021
non - ETS | 0 | 157.3329 | 144.1113 | 127.7695 | 117.2209 | 113.3538 | 112.1933 | 112.7814 | 113.558 | 113.6521 | 114.4262 | 0 | -1.244 | 0.098584
Energy related CO2 Emissions in % | [11 empty] | % difference
Spain:Reference scenario(REF2015f) | 2000 | 2005 | 2010 | 2015 | 2020 | 2025 | 2030 | 2035 | 2040 | 2045 | 2050 | 2000-2010 | 2010-2030 | 2030-2050
Power and Distr. Steam | 33.8898 | 33.8843 | 25.7719 | 29.9591 | 30.3553 | 25.5147 | 18.2314 | 14.2668 | 14.3768 | 13.1738 | 9.5936 | -8.1179 | -7.5405 | -8.6378
Energy Branch | 4.5877 | 3.9013 | 5.9509 | 5.9445 | 5.5602 | 5.6173 | 6.0805 | 6.2805 | 6.1766 | 6.1862 | 6.2901 | 1.3632 | 0.12961 | 0.20958
Industry | 17.2731 | 17.0525 | 15.5268 | 14.6955 | 15.4916 | 15.7171 | 15.4664 | 14.0862 | 12.8651 | 12.6807 | 12.7625 | -1.7463 | -0.060406 | -2.7039
Residential | 5.8545 | 6.0053 | 7.5251 | 6.0984 | 5.2611 | 5.5534 | 5.9739 | 6.3599 | 6.3048 | 6.428 | 6.3941 | 1.6706 | -1.5513 | 0.42023
Tertiary | 4.5444 | 4.7574 | 5.5041 | 5.7129 | 5.3984 | 5.1766 | 5.3394 | 5.4181 | 5.1556 | 5.0326 | 5.0429 | 0.95969 | -0.16472 | -0.29652
Transport | 33.8505 | 34.3992 | 39.7213 | 37.5897 | 37.9333 | 42.4209 | 48.9086 | 53.5886 | 55.1211 | 56.4987 | 59.9169 | 5.8708 | 9.1873 | 11.0084
ETS excluding aviation | 0 | 50.0886 | 41.2009 | 46.1884 | 46.8348 | 41.761 | 34.321 | 29.2214 | 28.1147 | 26.5909 | 23.0096 | 41.2009 | -6.8798 | -11.3115
Aviation | 0 | 4.6077 | 5.9416 | 6.6613 | 7.7157 | 9.1948 | 10.3673 | 11.2557 | 11.4834 | 11.5533 | 12.1766 | 5.9416 | 4.4258 | 1.8093
non - ETS | 0 | 45.3037 | 52.8576 | 47.1503 | 45.4496 | 49.0442 | 55.3117 | 59.5229 | 60.402 | 61.8557 | 64.8138 | 52.8576 | 2.4541 | 9.5022
Power Generation (TWh net) | [11 empty] | % change per annum
Spain:Reference scenario(REF2015f) | 2000 | 2005 | 2010 | 2015 | 2020 | 2025 | 2030 | 2035 | 2040 | 2045 | 2050 | 2000-2010 | 2010-2030 | 2030-2050
From Solids | 74.0305 | 78.5111 | 23.4335 | 52.4396 | 51.4291 | 31.6114 | 13.9797 | 3.8867 | 2.9199 | 0.22823 | 0.50057 | -10.8662 | -2.5497 | -15.3361
From Oil | 21.4976 | 23.1872 | 15.7997 | 4.7996 | 0.539 | 1.6484 | 1.5584 | 1.4691 | 3.0629 | 3.1549 | 1.4392 | -3.0326 | -10.9362 | -0.39698
From Gas | 20.9249 | 78.2819 | 92.9741 | 51.8585 | 54.9147 | 55.2809 | 48.6033 | 53.6187 | 60.6864 | 62.8906 | 43.3389 | 16.0833 | -3.1911 | -0.57156
From Nuclear | 59.842 | 55.353 | 59.387 | 54.933 | 54.933 | 54.933 | 54.933 | 54.933 | 23.7998 | 0 | 0 | -0.076295 | -0.38905 | -100
From RES | 34.634 | 42.224 | 96.2739 | 100.4563 | 110.5831 | 128.5358 | 161.6265 | 181.7029 | 212.5169 | 245.9656 | 280.608 | 10.7645 | 2.6243 | 2.7967
Total Power Generation | 210.9291 | 277.5571 | 287.8682 | 264.4869 | 272.3989 | 272.0095 | 280.7008 | 295.6104 | 302.9859 | 312.2394 | 325.8867 | 3.1587 | -0.12599 | 0.74909
Net Power Generation in % | [11 empty] | % difference
Spain:Reference scenario(REF2015f) | 2000 | 2005 | 2010 | 2015 | 2020 | 2025 | 2030 | 2035 | 2040 | 2045 | 2050 | 2000-2010 | 2010-2030 | 2030-2050
From Solids | 35.0973 | 28.2864 | 8.1404 | 19.8269 | 18.8801 | 11.6214 | 4.9803 | 1.3148 | 0.96371 | 0.073093 | 0.1536 | -26.957 | -3.1601 | -4.8267
From Oil | 10.1919 | 8.354 | 5.4885 | 1.8147 | 0.19787 | 0.606 | 0.55518 | 0.49698 | 1.0109 | 1.0104 | 0.44163 | -4.7034 | -4.9333 | -0.11355
From Gas | 9.9203 | 28.2039 | 32.2974 | 19.6072 | 20.1597 | 20.3231 | 17.315 | 18.1383 | 20.0294 | 20.1418 | 13.2988 | 22.3771 | -14.9825 | -4.0162
From Nuclear | 28.3707 | 19.9429 | 20.6299 | 20.7696 | 20.1664 | 20.1952 | 19.5699 | 18.5829 | 7.8551 | 0 | 0 | -7.7407 | -1.06 | -19.5699
From RES | 16.4198 | 15.2127 | 33.4438 | 37.9816 | 40.596 | 47.2542 | 57.5796 | 61.467 | 70.1408 | 78.7747 | 86.106 | 17.024 | 24.1359 | 28.5264
Power Capacity (GW net) | [11 empty] | % change per annum
Spain:Reference scenario(REF2015f) | 2000 | 2005 | 2010 | 2015 | 2020 | 2025 | 2030 | 2035 | 2040 | 2045 | 2050 | 2000-2010 | 2010-2030 | 2030-2050
Solids | 11.5564 | 11.3589 | 10.3891 | 10.3163 | 9.3329 | 7.3779 | 3.9678 | 3.0326 | 0.78945 | 0.054725 | 0.096603 | -1.0592 | -4.6988 | -16.9534
Oil | 10.0284 | 10.0427 | 8.9635 | 7.4955 | 4.7523 | 3.4232 | 2.9516 | 2.147 | 1.3742 | 0.92927 | 0.78236 | -1.1163 | -5.4027 | -6.4233
Gas | 4.7132 | 17.6469 | 29.5686 | 31.3328 | 30.2732 | 29.7596 | 28.0909 | 15.5641 | 12.3863 | 14.5459 | 14.4818 | 20.1576 | -0.256 | -3.2585
Nuclear | 7.8694 | 7.8694 | 7.8448 | 7.3988 | 7.3988 | 7.3988 | 7.3988 | 7.3988 | 3.1813 | 0 | 0 | -0.031304 | -0.29224 | -100
RES | 18.2376 | 26.6497 | 42.5043 | 47.9712 | 52.8093 | 60.4017 | 73.1689 | 80.6146 | 91.3346 | 102.0322 | 115.8109 | 8.8295 | 2.753 | 2.3225
Total Power Generation excl.generation for RES storage | 52.405 | 73.5676 | 99.2703 | 104.5146 | 104.5666 | 108.3613 | 115.5779 | 108.7571 | 109.0658 | 117.562 | 131.1716 | 6.5969 | 0.76339 | 0.63481
Net Power Capacity in % | [11 empty] | % difference
Spain:Reference scenario(REF2015f) | 2000 | 2005 | 2010 | 2015 | 2020 | 2025 | 2030 | 2035 | 2040 | 2045 | 2050 | 2000-2010 | 2010-2030 | 2030-2050
Solids | 22.0521 | 15.4401 | 10.4655 | 9.8707 | 8.9254 | 6.8086 | 3.433 | 2.7884 | 0.72383 | 0.04655 | 0.073646 | -11.5866 | -7.0325 | -3.3593
Oil | 19.1363 | 13.6509 | 9.0294 | 7.1718 | 4.5448 | 3.1591 | 2.5537 | 1.9741 | 1.2599 | 0.79045 | 0.59644 | -10.1069 | -6.4757 | -1.9573
Gas | 8.9938 | 23.9873 | 29.7859 | 29.9793 | 28.9512 | 27.4633 | 24.3047 | 14.3109 | 11.3567 | 12.3729 | 11.0403 | 20.7921 | -5.4812 | -13.2644
Nuclear | 15.0165 | 10.6968 | 7.9025 | 7.0792 | 7.0757 | 6.8279 | 6.4016 | 6.8031 | 2.9169 | 0 | 0 | -7.1141 | -1.5009 | -6.4016
RES | 34.8012 | 36.2248 | 42.8167 | 45.899 | 50.5031 | 55.7411 | 63.307 | 74.1236 | 83.7427 | 86.7901 | 88.2896 | 8.0155 | 20.4902 | 24.9826
Net Power Capacity Investment (GW net) | [11 empty] | Total in GW
Spain:Reference scenario(REF2015f) |  | 00-05 | 05-10 | 10-15 | 15-20 | 20-25 | 25-30 | 30-35 | 35-40 | 40-45 | 45-50 | 2000-2010 | 2010-2030 | 2030-2050
Solids |  | 0 | 0 | 0 | 0.97943 | 2.0948 | 0 | 0 | 0 | 0.010479 | 0.041877 | 0 | 3.0743 | 0.052356
Oil |  | 1.0304 | 0.39227 | 0.13818 | 0.0030119 | 0.15362 | 0.074423 | 0 | 0.13082 | 0.26807 | 0.1379 | 1.4227 | 0.36924 | 0.53679
Gas |  | 13.0451 | 12.2838 | 1.7803 | 0.039983 | 0.08461 | 0.026709 | 0.25035 | 9.1441 | 4.3919 | 0.36325 | 25.3289 | 1.9316 | 14.1496
Nuclear |  | 0 | 0.129 | 0 | 0 | 4.2175 | 3.1813 | 0 | 0 | 0 | 0 | 0.129 | 7.3988 | 0
RES |  | 8.4121 | 16.2566 | 6.0248 | 4.9742 | 9.7012 | 12.8169 | 19.1257 | 25.4626 | 18.8066 | 32.4441 | 24.6687 | 33.517 | 95.8391
Total net power capacity investment |  | 22.4876 | 29.0617 | 7.9432 | 5.9966 | 16.2517 | 16.0994 | 19.3761 | 34.7376 | 23.477 | 32.9871 | 51.5493 | 46.2909 | 110.5778
Power Generation Indicators (%) | [11 empty] | % difference
Spain:Reference scenario(REF2015f) | 2000 | 2005 | 2010 | 2015 | 2020 | 2025 | 2030 | 2035 | 2040 | 2045 | 2050 | 2000-2010 | 2010-2030 | 2030-2050
Efficiency of thermal power generation | 40.8343 | 46.7041 | 48.8553 | 42.5403 | 42.6936 | 43.1735 | 44.218 | 48.0177 | 51.4117 | 54.845 | 53.2519 | 8.021 | -4.6373 | 9.0339
Load Factor | 45.9473 | 43.0687 | 33.1032 | 28.8884 | 29.7378 | 28.6554 | 27.7246 | 31.0283 | 31.7124 | 30.3191 | 28.3611 | -12.8441 | -5.3787 | 0.63651
CHP share | 9.2 | 4.0278 | 7.4 | 9.7507 | 5.0554 | 5.2458 | 5.8972 | 9.5117 | 10.2808 | 10.188 | 7.5999 | -1.8 | -1.5028 | 1.7027
Share of non-fossil fuels | 44.0461 | 34.6363 | 53.7761 | 57.926 | 59.9462 | 66.8501 | 76.7756 | 79.8278 | 77.7522 | 78.5318 | 85.9071 | 9.7301 | 22.9995 | 9.1315
Carbon intensity (t CO2 / MWh) | 0.40265 | 0.3733 | 0.22936 | 0.29204 | 0.26943 | 0.19875 | 0.12351 | 0.088066 | 0.084873 | 0.074628 | 0.052657 | -0.17329 | -0.10585 | -0.070855
CO2 emissions captured (in Mt CO2) | 0 | 0 | 0 | 0 | 0 | 0 | 0 | 0 | 0 | 0 | 0 | 0 | 0 | 0
Economic Cost Indicators | [11 empty] | % change per annum
Spain:Reference scenario(REF2015f) | 2000 | 2005 | 2010 | 2015 | 2020 | 2025 | 2030 | 2035 | 2040 | 2045 | 2050 | 2000-2010 | 2010-2030 | 2030-2050
Total Cost of Energy in billion €'13 | 74.3017 | 101.2747 | 120.0748 | 123.2993 | 145.9366 | 155.1564 | 165.7689 | 174.4529 | 182.9426 | 189.0256 | 196.3298 | 4.9169 | 1.6255 | 0.8496
- excluding disutility costs | 74.3017 | 101.2747 | 120.0748 | 123.2993 | 145.9366 | 155.1564 | 165.7689 | 174.4529 | 182.9426 | 189.0256 | 196.3298 | 4.9169 | 1.6255 | 0.8496
- excluding auction payments | 74.3017 | 101.2747 | 120.0748 | 122.6196 | 144.541 | 152.5864 | 162.4229 | 170.7931 | 179.0748 | 184.5135 | 191.7592 | 4.9169 | 1.5219 | 0.83364
Total Cost of Energy as % of GDP | 8.3241 | 9.6637 | 10.987 | 11.2683 | 12.0903 | 11.695 | 11.4566 | 11.1195 | 10.9205 | 10.8262 | 10.5907 | 2.6629 | 0.46966 | -0.86593
- excluding disutility costs | 8.3241 | 9.6637 | 10.987 | 11.2683 | 12.0903 | 11.695 | 11.4566 | 11.1195 | 10.9205 | 10.8262 | 10.5907 | 2.6629 | 0.46966 | -0.86593
- excluding auction payments | 8.3241 | 9.6637 | 10.987 | 11.2062 | 11.9747 | 11.5013 | 11.2254 | 10.8863 | 10.6896 | 10.5678 | 10.3442 | 2.6629 | 0.23841 | -0.88123
Total Cost of Energy system per Unit of Final Consumption (€'13/Mwh) | 79.9893 | 89.0971 | 115.9333 | 124.2905 | 145.5758 | 159.2483 | 171.4842 | 181.8579 | 188.5675 | 192.8384 | 196.4668 | 3.781 | 1.9767 | 0.68233
Average Price of Electricity in Final demand sectors (€'13/MWh) | 105.0244 | 100.7104 | 148.5379 | 172.9091 | 173.158 | 168.8864 | 168.2942 | 167.5697 | 167.3513 | 165.2002 | 162.6822 | 3.5273 | 0.62632 | -0.16943
Energy Related Expenses in Residential (€'13/household) | 1142.2555 | 1572.6282 | 1947.1041 | 2237.2342 | 2544.4245 | 2732.093 | 2871.5963 | 2966.723 | 3033.801 | 3038.8208 | 3019.1398 | 5.4782 | 1.9616 | 0.25083
Energy Related Expenses in Tertiary (€'13/000€'13 of Value Added) | 19.4447 | 21.7951 | 31.2066 | 32.4523 | 33.2104 | 28.6315 | 27.2322 | 25.8703 | 24.9826 | 24.8922 | 24.4551 | 4.8442 | -0.67883 | -0.53636
Energy Related Expenses in Industry (€'13/000€'13 of Value Added) | 125.0093 | 134.5217 | 136.1343 | 136.7295 | 142.9828 | 145.7039 | 142.7021 | 138.4558 | 133.8011 | 131.6158 | 128.329 | 0.85618 | 0.23587 | -0.52941
Fuel Purchase costs in Transport (€'13/100tkm) | 14.5018 | 13.8708 | 16.7056 | 14.1074 | 15.8501 | 15.4399 | 15.5783 | 15.5808 | 15.7632 | 15.7531 | 15.7828 | 1.4248 | -0.3487 | 0.065204
Average Cost of Gross Electricity Generation (€'13/MWh) | 58.4766 | 62.2931 | 74.9948 | 89.5489 | 98.3535 | 93.6065 | 85.5564 | 81.5681 | 78.4106 | 76.278 | 72.1751 | 2.5191 | 0.66096 | -0.8468
Spain:Reference scenario(REF2015f) |  | 00-05 | 05-10 | 10-15 | 15-20 | 20-25 | 25-30 | 30-35 | 35-40 | 40-45 | 45-50 | 2000-2010 | 2010-2030 | 2030-2050
Power Generation Investment (billion €'13) |  | 25.0676 | 40.8484 | 17.4789 | 7.5879 | 14.8171 | 26.6906 | 12.0145 | 19.9132 | 18.1507 | 13.9059 | 65.916 | 66.5745 | 63.9842
Economic Cost Indicators (2000 = 100)
Spain:Reference scenario(REF2015f) | 2000 | 2005 | 2010 | 2015 | 2020 | 2025 | 2030 | 2035 | 2040 | 2045 | 2050
Energy Related Expenses in Residential | 100 | 137.6774 | 170.4613 | 195.8611 | 222.7544 | 239.184 | 251.397 | 259.725 | 265.5974 | 266.0369 | 264.3139
Energy Related Expenses in Tertiary | 100 | 112.0875 | 160.4887 | 166.895 | 170.7941 | 147.2455 | 140.0494 | 133.0453 | 128.48 | 128.015 | 125.7673
Energy Related Expenses in Industry | 100 | 107.6094 | 108.8993 | 109.3755 | 114.3778 | 116.5545 | 114.1532 | 110.7564 | 107.0329 | 105.2848 | 102.6555
Fuel Purchase costs in Transport | 100 | 95.6487 | 115.1966 | 97.2806 | 109.2975 | 106.4686 | 107.4234 | 107.4401 | 108.698 | 108.6282 | 108.833
Policy variables
Spain:Reference scenario(REF2015f) | 2000 | 2005 | 2010 | 2015 | 2020 | 2025 | 2030 | 2035 | 2040 | 2045 | 2050
Carbon value (€'13/ t of CO2)
ETS sectors | 0 | 0 | 11.2 | 7.5 | 15 | 22.5 | 33.5 | 42 | 50 | 69 | 88
non-ETS sectors | 0 | 0 | 0 | 0 | 0 | 0 | 0 | 0 | 0 | 0 | 0
Average efficiency value (1) (€'10/toe) | 0 | 0 | 0 | 0 | 27.617 | 8.0437 | 1.762 | 0.38038 | 0.18979 | 0 | 0
Renewables value (€'13/MWh) | 0 | 0 | 0 | 0 | 122.4269 | 34.4173 | 15.5898 | 0.33436 | 0 | 0 | 0
CO2 Emissions Index (1990=100) | 138.5677 | 165.054 | 129.5778 | 128.7901 | 122.5787 | 109.8469 | 96.4029 | 90.0519 | 89.3525 | 87.3247 | 83.9069
RES in transport (%) (B) | 0.64133 | 1.2548 | 5.0871 | 0.83352 | 10.1217 | 11.0551 | 12.2485 | 13.8349 | 15.3978 | 17.6724 | 20.104
RES in gross final energy demand (%) (B)(C) | 8.114 | 8.4302 | 13.8074 | 15.4071 | 20.907 | 22.9539 | 26.9525 | 28.4486 | 31.8047 | 35.3903 | 38.6128
Gross Electricity Generation in TWhe | 220.8826 | 289.3942 | 298.2663 | 275.2953 | 282.9963 | 280.3618 | 287.0522 | 301.4231 | 307.314 | 315.3793 | 328.449
RES in gross electricity demand (%, normalized) (B)(C ) | 16.6296 | 19.1246 | 29.7789 | 36.8921 | 38.7242 | 45.1555 | 55.8212 | 61.6027 | 70.7435 | 79.8138 | 87.6881
Total Cost of energy per sector in billion €'13 | [11 empty] | % change per annum
Spain:Reference scenario(REF2015f) | 2000 | 2005 | 2010 | 2015 | 2020 | 2025 | 2030 | 2035 | 2040 | 2045 | 2050 | 2000-2010 | 2010-2030 | 2030-2050
TOTAL | 74.3017 | 101.2747 | 120.0748 | 123.2993 | 145.9366 | 155.1564 | 165.7689 | 174.4529 | 182.9426 | 189.0256 | 196.3298 | 4.9169 | 1.6255 | 0.8496
ETS sectors | 30.3371 | 36.2588 | 48.8877 | 51.9305 | 58.9041 | 61.1346 | 64.7651 | 67.5482 | 70.5373 | 72.6673 | 75.5649 | 4.8872 | 1.4161 | 0.77411
Industry | 6.2833 | 5.8439 | 5.4924 | 4.5952 | 6.3089 | 7.5528 | 8.327 | 9.0135 | 9.4374 | 9.6374 | 9.9856 | -1.3362 | 2.1025 | 0.91234
Power generation | 21.687 | 26.9558 | 39.1118 | 43.4887 | 45.9007 | 45.6569 | 46.866 | 47.6499 | 48.9207 | 50.0541 | 51.5106 | 6.0744 | 0.90845 | 0.4736
Aviation | 2.3669 | 3.459 | 4.2835 | 3.8465 | 6.6945 | 7.9249 | 9.5722 | 10.8848 | 12.1792 | 12.9758 | 14.0687 | 6.1116 | 4.1023 | 1.9441
Non ETS sectors | 43.9646 | 65.0159 | 71.1871 | 71.3688 | 87.0326 | 94.0218 | 101.0038 | 106.9047 | 112.4053 | 116.3584 | 120.7649 | 4.9373 | 1.7646 | 0.89744
% change per annum
Spain:Reference scenario(REF2015f) | 2000 | 2005 | 2010 | 2015 | 2020 | 2025 | 2030 | 2035 | 2040 | 2045 | 2050 | 2000-2010 | 2010-2030 | 2030-2050
Direct efficiency investment costs in billion €'13 | 0 | 0 | 0 | 0.98185 | 0.33493 | 0.090916 | 0.019993 | 0.0047844 | 0.0025167 | 0 | 0 | 0 | 0 | -100
Industry | 0 | 0 | 0 | 0 | 0 | 0 | 0 | 0 | 0 | 0 | 0 | 0 | 0 | 0
Residential | 0 | 0 | 0 | 0.62083 | 0.18969 | 0.053747 | 0.011831 | 0.0028239 | 0.0014868 | 0 | 0 | 0 | 0 | -100
heating and cooling
electric appliances
Tertiary | 0 | 0 | 0 | 0.36102 | 0.14524 | 0.037169 | 0.0081625 | 0.0019606 | 0.00103 | 0 | 0 | 0 | 0 | -100
Transport | 0 | 0 | 0 | 0 | 0 | 0 | 0 | 0 | 0 | 0 | 0 | 0 | 0 | 0
[12 empty] | 0 | 0 | 0
International Fuel prices (in $'13 per boe) | [11 empty] | % change per annum
Spain:Reference scenario(REF2015f) | 2000 | 2005 | 2010 | 2015 | 2020 | 2025 | 2030 | 2035 | 2040 | 2045 | 2050 | 2000-2010 | 2010-2030 | 2030-2050
Oil | 37.1414 | 63.2608 | 83.8241 | 53.97 | 87.0107 | 102.1749 | 112.5572 | 117.4165 | 124.3251 | 127.1781 | 130.1177 | 8.4803 | 1.4846 | 0.72752
Gas (NCV) | 25.9549 | 42.3 | 52.9627 | 43.4526 | 55.9736 | 62.6462 | 68.1278 | 72.7613 | 75.2149 | 76.7567 | 77.9403 | 7.3928 | 1.2669 | 0.67506
Coal | 10.2576 | 17.8371 | 22.3983 | 12.8494 | 16.5941 | 20.5121 | 24.6171 | 26.0668 | 27.1698 | 28.1522 | 28.9367 | 8.1227 | 0.4734 | 0.81161
International Fuel prices (in €'13 per boe) | [11 empty] | % change per annum
Spain:Reference scenario(REF2015f) | 2000 | 2005 | 2010 | 2015 | 2020 | 2025 | 2030 | 2035 | 2040 | 2045 | 2050 | 2000-2010 | 2010-2030 | 2030-2050
Oil | 37.5506 | 48.6351 | 62.5794 | 48.1875 | 75.0093 | 85.1457 | 93.7977 | 97.8471 | 103.6042 | 105.9817 | 108.4314 | 5.2402 | 2.0441 | 0.72752
Gas (NCV) | 26.2408 | 32.5204 | 39.5396 | 38.797 | 48.2531 | 52.2052 | 56.7731 | 60.6344 | 62.6791 | 63.9639 | 64.9503 | 4.1851 | 1.8253 | 0.67506
Coal | 10.3706 | 13.7133 | 16.7216 | 11.4727 | 14.3053 | 17.0934 | 20.5143 | 21.7223 | 22.6415 | 23.4602 | 24.1139 | 4.8932 | 1.0273 | 0.81161
Total CO2 Emissions (Mt) | [11 empty] | % change per annum
Spain:Reference scenario(REF2015f) | 2000 | 2005 | 2010 | 2015 | 2020 | 2025 | 2030 | 2035 | 2040 | 2045 | 2050 | 2000-2010 | 2010-2030 | 2030-2050
Total CO2 Emissions (Mt) | 317.7136 | 376.7409 | 294.4393 | 288.7222 | 276.7153 | 250.0407 | 218.9364 | 205.4329 | 203.8885 | 199.371 | 191.0805 | -0.75789 | -1.4705 | -0.67812
Energy related CO2 emissions | 291.5561 | 347.2852 | 272.6407 | 270.9835 | 257.9143 | 231.1256 | 202.8385 | 189.4756 | 188.0039 | 183.7373 | 176.5461 | -0.66853 | -1.4678 | -0.69174
Non-energy related CO2 emissions | 26.1575 | 29.4557 | 21.7985 | 17.7387 | 18.801 | 18.9151 | 16.0979 | 15.9573 | 15.8846 | 15.6337 | 14.5345 | -1.8064 | -1.5043 | -0.50953
ETS excluding aviation | 0 | 198.6382 | 129.5679 | 139.4865 | 136.2744 | 112.4097 | 83.166 | 68.9701 | 66.5245 | 62.519 | 53.4634 | 0 | -2.1924 | -2.185
Aviation | 0 | 16.0019 | 16.1991 | 18.051 | 19.8999 | 21.2514 | 21.0289 | 21.3268 | 21.5892 | 21.2278 | 21.4973 | 0 | 1.3133 | 0.11021
non - ETS | 317.7136 | 162.1008 | 148.6723 | 131.1847 | 120.541 | 116.3795 | 114.7415 | 115.136 | 115.7748 | 115.6243 | 116.1198 | -7.3129 | -1.287 | 0.059719
Unit cost of fuel purchasing by final consumers (€'13/toe)
Spain:Reference scenario(REF2015f) | 2000 | 2005 | 2010 | 2015 | 2020 | 2025 | 2030 | 2035 | 2040 | 2045 | 2050 | 2000-2010 | 2010-2030 | 2030-2050
All final consumers | 769.4583 | 850.41 | 1089.4563 | 1127.0244 | 1269.7881 | 1311.1542 | 1365.1767 | 1411.8041 | 1447.8088 | 1459.0893 | 1462.7896 | 3.5386 | 1.1344 | 0.3459
Industry | 486.3123 | 514.5699 | 652.6337 | 671.8769 | 721.8432 | 788.6583 | 826.3692 | 871.3371 | 893.2737 | 911.127 | 922.5458 | 2.9853 | 1.1871 | 0.55199
Residential | 950.4485 | 1063.0757 | 1313.1199 | 1659.8186 | 1766.8133 | 1779.5434 | 1810.5077 | 1846.97 | 1864.5574 | 1813.6242 | 1760.348 | 3.2851 | 1.619 | -0.14038
Tertiary | 951.7292 | 950.0653 | 1398.3789 | 1506.2442 | 1621.2151 | 1633.4078 | 1660.2246 | 1668.8741 | 1676.4537 | 1676.9316 | 1659.182 | 3.9229 | 0.86189 | -0.0031407
Transport | 922.2193 | 1039.4706 | 1175.632 | 1066.5238 | 1315.698 | 1371.3561 | 1453.3721 | 1498.1474 | 1557.3213 | 1590.8396 | 1615.8583 | 2.4575 | 1.066 | 0.53131
(1) For the sectors : Households, Offices, Hospitals and Schools, Trading Sector, Agriculture and Fishery
998
999
1000

## Summary
Spain:Reference scenario(REF2015f) | [15 empty] | SUMMARY ENERGY BALANCE AND INDICATORS (A)
ktoe | 2000 | 2005 | 2010 | 2015 | 2020 | 2025 | 2030 | 2035 | 2040 | 2045 | 2050 | '00-'10 | '10-'20 | '20-'30 | '30-'40 | '40-'50
Annual % Change
Production (incl.recovery of products) | 31478.1 | 30046.7 | 34165.5 | 33100.5775 | 36539.4015 | 36151.3219 | 38864.25 | 39420.3474 | 34731.6548 | 31840.4708 | 35164.784 | 0.82261 | 0.67401 | 0.61874 | -1.1179 | 0.12401
Solids | 7965.7 | 6264.8 | 3296.4 | 2972.6291 | 2828.4173 | 1067.8361 | 458.6363 | 174.94 | 166.8593 | 65.6762 | 66.3365 | -8.4451 | -1.5195 | -16.6333 | -9.6167 | -8.8115
Oil | 227.9 | 167.1 | 123.5 | 376.7608 | 365.1603 | 347.0479 | 364.5306 | 383.1114 | 395.8187 | 385.9165 | 378.6858 | -5.9428 | 11.4504 | -0.017256 | 0.82686 | -0.44152
Natural gas | 233.6 | 185.4 | 77.7 | 42.1661 | 47.1853 | 54.2074 | 59.3055 | 56.3432 | 51.3814 | 50.3495 | 48.421 | -10.4233 | -4.8654 | 2.3125 | -1.424 | -0.59168
Nuclear | 16046.3 | 14842.4 | 15990.5 | 14172.7071 | 14172.7071 | 14172.7071 | 14172.7071 | 14172.7071 | 6140.3484 | 0 | 0 | -0.034829 | -1.1995 | 0 | -8.0241 | -100
Renewable energy sources | 7004.6 | 8587 | 14677.4 | 15536.3145 | 19125.9315 | 20509.5233 | 23809.0705 | 24633.2458 | 27977.247 | 31338.5286 | 34671.3407 | 7.6779 | 2.6827 | 2.2144 | 1.6263 | 2.1684
Hydro | 2429.6 | 1581.5 | 3637.5 | 2853.2318 | 2861.6771 | 2876.1769 | 2881.0393 | 2883.641 | 2882.3074 | 2972.7821 | 2995.3235 | 4.1182 | -2.3703 | 0.067455 | 0.0044009 | 0.38535
Biomass & Waste | 4130.6 | 5112.5 | 6182.5 | 6933.8434 | 9491.638 | 9368.7918 | 9744.6879 | 9005.0995 | 9716.6786 | 10316.8314 | 10471.3628 | 4.1154 | 4.3801 | 0.26346 | -0.02878 | 0.75081
Wind | 406.4 | 1820.8 | 3806.6 | 4443.1898 | 4843.6582 | 5045.4129 | 6195.7355 | 6334.1602 | 7404.9736 | 9503.3679 | 10977.7005 | 25.0715 | 2.4386 | 2.4925 | 1.7989 | 4.0157
Solar and others | 32.6 | 64.9 | 1034.8 | 1287.9156 | 1904.2062 | 3169.3139 | 4922.0543 | 6341.8007 | 7885.7848 | 8441.1773 | 10107.2103 | 41.3071 | 6.2884 | 9.9622 | 4.8262 | 2.5129
Geothermal | 5.4 | 7.3 | 16 | 18.1338 | 24.7521 | 49.8278 | 65.5536 | 68.5445 | 87.5025 | 104.3699 | 119.7435 | 11.4738 | 4.4598 | 10.2297 | 2.9301 | 3.1866
Net Imports | 99342.1 | 123831.7 | 106084 | 100728.6105 | 97964.53 | 93065.3507 | 86148.8092 | 83269.6869 | 83473.6802 | 82598.7289 | 79862.989 | 0.65878 | -0.7931 | -1.2771 | -0.31495 | -0.44121
Solids | 12840 | 14418.1 | 6725.5 | 12794.9533 | 12584.3916 | 9219.2259 | 4819.924 | 1570.6599 | 1174.7627 | 561.1507 | 579.2611 | -6.2619 | 6.466 | -9.1509 | -13.1658 | -6.8265
Oil | 70653.4 | 79280.7 | 68703.7 | 62860.0159 | 59366.6169 | 59152.7927 | 58707.2254 | 58617.5962 | 59004.0613 | 58772.5778 | 59032.9018 | -0.27944 | -1.4501 | -0.11163 | 0.050447 | 0.0048868
- Crude oil and Feedstocks | 59022.6 | 60650.4 | 56496 | 66665.558 | 63309.5063 | 62451.2957 | 61492.0562 | 60875.6493 | 60717.1975 | 60020.3934 | 59642.8929 | -0.43655 | 1.1452 | -0.29085 | -0.12673 | -0.17836
- Oil products | 11630.8 | 18630.3 | 12207.7 | -3805.5421 | -3942.8893 | -3298.503 | -2784.8308 | -2258.0531 | -1713.1362 | -1247.8156 | -609.9911 | 0.48528 | 0 | -3.4175 | -4.7425 | -9.8111
Natural gas | 15466.8 | 30248.4 | 30949.9 | 25113.1652 | 25498.311 | 23974.9507 | 22042.4729 | 23353.1376 | 23697.1064 | 23804.6248 | 20757.794 | 7.183 | -1.9189 | -1.4459 | 0.72644 | -1.3156
Electricity | 381.9 | -115.5 | -716.5 | -114.1103 | 379.5875 | 546.0522 | 401.6435 | -352.2069 | -383.1836 | -375.8056 | -376.1076 | 0 | 0 | 0.5664 | 0 | -0.18622
Renewable energy forms | 0 | 0 | 421.4 | 74.5864 | 135.623 | 172.3294 | 177.5434 | 80.5001 | -19.0666 | -163.8187 | -130.8604 | 0 | -10.718 | 2.73 | 0 | 21.2421
Detailed Results
Gross Inland Consumption | 123641.9 | 144222.5 | 129868.3 | 124582.7478 | 124857.9847 | 119268.7315 | 114779.8355 | 112334.6262 | 107760.6731 | 103884.9378 | 104283.2227 | 0.49252 | -0.39267 | -0.83808 | -0.62904 | -0.32749
Solids | 20937.6 | 20565.9 | 7906 | 15767.5823 | 15412.8089 | 10287.0619 | 5278.5603 | 1745.5999 | 1341.622 | 626.8269 | 645.5977 | -9.28 | 6.9036 | -10.1613 | -12.801 | -7.0535
Oil | 63966.8 | 70457.2 | 60435.6 | 53990.3365 | 50170.9973 | 49719.0937 | 49066.6253 | 49020.2534 | 49447.1787 | 49084.2174 | 49200.8407 | -0.56625 | -1.8442 | -0.22233 | 0.077289 | -0.04993
Natural gas | 15304.7 | 29885.5 | 31162.4 | 25155.3313 | 25460.3294 | 23861.9639 | 21873.6854 | 23034.5267 | 23256.5273 | 23374.9893 | 20272.4116 | 7.3694 | -2.0006 | -1.5069 | 0.6149 | -1.3639
Nuclear | 16046.3 | 14842.4 | 15990.5 | 14172.7071 | 14172.7071 | 14172.7071 | 14172.7071 | 14172.7071 | 6140.3484 | 0 | 0 | -0.034829 | -1.1995 | 0 | -8.0241 | -100
Electricity | 381.9 | -115.5 | -716.5 | -114.1103 | 379.5875 | 546.0522 | 401.6435 | -352.2069 | -383.1836 | -375.8056 | -376.1076 | 0 | 0 | 0.5664 | 0 | -0.18622
Renewable energy forms | 7004.6 | 8587 | 15090.3 | 15610.9008 | 19261.5545 | 20681.8527 | 23986.6139 | 24713.746 | 27958.1804 | 31174.7099 | 34540.4803 | 7.977 | 2.4706 | 2.2181 | 1.5439 | 2.1367
as % in Gross Inland Consumption
Solids | 16.9341 | 14.2598 | 6.0877 | 12.6563 | 12.3443 | 8.6251 | 4.5989 | 1.5539 | 1.245 | 0.60339 | 0.61908
Oil | 51.7355 | 48.8531 | 46.5361 | 43.3369 | 40.1825 | 41.6866 | 42.7485 | 43.6377 | 45.8861 | 47.2486 | 47.18
Natural gas | 12.3782 | 20.7218 | 23.9954 | 20.1917 | 20.3914 | 20.0069 | 19.0571 | 20.5053 | 21.5816 | 22.5008 | 19.4398
Nuclear | 12.978 | 10.2913 | 12.3129 | 11.3761 | 11.3511 | 11.883 | 12.3477 | 12.6165 | 5.6981 | 0 | 0
Renewable energy forms | 5.6652 | 5.954 | 11.6197 | 12.5305 | 15.4268 | 17.3405 | 20.8979 | 22.0001 | 25.9447 | 30.0089 | 33.1218
Gross Electricity Generation in GWhe | 220882.5581 | 289394.186 | 298266.2791 | 275295.3005 | 282996.2855 | 280361.7959 | 287052.1861 | 301423.0792 | 307314.0355 | 315379.3015 | 328448.9958 | 3.0491 | -0.52415 | 0.1424 | 0.68439 | 0.66733
Nuclear | 62195.3488 | 57529.0698 | 61979.0698 | 58065.93 | 58065.93 | 57757.3396 | 57521.4372 | 57521.4372 | 24921.2562 | 0 | 0 | -0.034829 | -0.65005 | -0.09417 | -8.0241 | -100
Hydro & wind | 32995.3488 | 39603.4884 | 92982.5581 | 96888.0966 | 105607.9381 | 121747.6326 | 153905.0808 | 172971.6474 | 202484.4742 | 233660.8144 | 269643.7553 | 10.9162 | 1.2814 | 3.8378 | 2.7812 | 2.9058
Thermal (incl. biomass) | 125691.8605 | 192261.6279 | 143304.6512 | 120341.2739 | 119322.4174 | 100856.8237 | 75625.668 | 70929.9946 | 79908.3051 | 81718.4871 | 58805.2405 | 1.32 | -1.8148 | -4.4579 | 0.55236 | -3.0199
Fuel Inputs for Thermal Power Generation | 26471.6 | 35402.7 | 25225.9 | 24328.3283 | 24035.7685 | 20090.323 | 14708.5063 | 12703.598 | 13366.8196 | 12813.9128 | 9496.8402 | -0.48085 | -0.48212 | -4.7925 | -0.95195 | -3.3604
Solids | 18244.5 | 17622.8 | 5561.1 | 13702.7227 | 13343.0276 | 8224.7269 | 3640.6721 | 878.2005 | 654.5584 | 54.7725 | 114.8594 | -11.2021 | 9.1464 | -12.1801 | -15.7681 | -15.9724
Oil (including refinery gas) | 4454.6 | 5248.8 | 3390.8 | 947.851 | 132.0733 | 403.8896 | 381.8394 | 359.964 | 663.5782 | 630.2945 | 359.2983 | -2.6918 | -27.7145 | 11.2005 | 5.682 | -5.9505
Gas | 3075.3 | 11140.3 | 14838.9 | 8684.0964 | 9260.4672 | 9539.9659 | 8390.6845 | 9227.3467 | 9442.9853 | 9393.7139 | 6462.5998 | 17.0446 | -4.6055 | -0.98148 | 1.1885 | -3.7214
Biomass & Waste | 697.2 | 1390.8 | 1435.1 | 993.6583 | 1300.2004 | 1921.7407 | 2295.3103 | 2238.0869 | 2605.6976 | 2735.1319 | 2560.0828 | 7.4861 | -0.9823 | 5.8481 | 1.2764 | -0.17645
Geothermal heat | 0 | 0 | 0 | 0 | 0 | 0 | 0 | 0 | 0 | 0 | 0 | 0 | 0 | 0 | 0 | 0
Hydrogen - Methanol | 0 | 0 | 0 | 0 | 0 | 0 | 0 | 0 | 0 | 0 | 0 | 0 | 0 | 0 | 0 | 0
Fuel Input in other transformation proc. | 79870.5 | 79435.3 | 78128.6 | 80766.3931 | 79251.4642 | 78489.131 | 77153.2468 | 76454.3682 | 68135.8535 | 61305.8818 | 61184.6178 | -0.22026 | 0.1428 | -0.26796 | -1.2352 | -1.0703
Refineries | 60685.4 | 61322.7 | 58480 | 63160.9245 | 61170.1849 | 60665.9735 | 59735.8737 | 59354.3094 | 59227.0741 | 58538.6599 | 58338.3817 | -0.3695 | 0.45076 | -0.23699 | -0.085503 | -0.15107
Biofuels and hydrogen production | 70.3 | 255.7 | 1411.8 | 1418.6761 | 2065.2772 | 2024.0027 | 2009.4981 | 2094.8773 | 2108.1482 | 2224.9582 | 2358.2357 | 34.9838 | 3.8773 | -0.27342 | 0.4804 | 1.1273
District heating | 0 | 0 | 0 | 0 | 0 | 0 | 0 | 0 | 0 | 0 | 0 | 0 | 0 | 0 | 0 | 0
Others | 19114.8 | 17856.9 | 18236.8 | 16186.7925 | 16016.002 | 15799.1547 | 15407.875 | 15005.1815 | 6800.6312 | 542.2637 | 488.0004 | -0.46911 | -1.2901 | -0.38635 | -7.8531 | -23.16
Energy Branch Consumption | 6258.6 | 6666.3 | 7877.8 | 7994.0794 | 7433.2086 | 6762.8979 | 6377.2781 | 6219.5039 | 6028.6979 | 5834.9819 | 5799.6016 | 2.3276 | -0.57923 | -1.5205 | -0.56053 | -0.38667
Non-Energy Uses | 9407.3 | 8361.5 | 7046.4 | 5744.4672 | 6093.5201 | 6269.0227 | 6429.5295 | 6650.991 | 6929.0315 | 7018.02 | 7171.2506 | -2.8483 | -1.4424 | 0.5382 | 0.75099 | 0.34419
Final Energy Demand | 79885.1 | 97754.3 | 89072.2 | 85314.1861 | 86213.1896 | 83790.2227 | 83133.7781 | 82498.2221 | 83434.6434 | 84299.622 | 85940.0345 | 1.0945 | -0.32571 | -0.36306 | 0.036132 | 0.2963
by sector
Industry | 25368.2 | 30966.6 | 21434.8 | 21275.2925 | 22290.1369 | 21497.7976 | 20866.052 | 19418.3696 | 19349.8675 | 19442.6744 | 19645.2211 | -1.6707 | 0.39205 | -0.65803 | -0.75154 | 0.1516
- energy intensive industries | 17348.6 | 20338.4 | 13378.8 | 13267.8061 | 14040.7601 | 13306.6708 | 12666.6049 | 11397.1959 | 11161.7091 | 11037.5996 | 10948.6762 | -2.5649 | 0.4841 | -1.0247 | -1.2568 | -0.19252
- other industrial sectors | 8019.6 | 10628.2 | 8056 | 8007.4864 | 8249.3768 | 8191.1268 | 8199.4472 | 8021.1738 | 8188.1583 | 8405.0748 | 8696.5449 | 0.045296 | 0.23749 | -0.060691 | -0.013776 | 0.60419
Residential | 11999.9 | 15132 | 16919.6 | 15549.9291 | 15482.9104 | 14749.6245 | 14312.9553 | 14149.2289 | 14291.4235 | 14573.4281 | 14668.4029 | 3.4954 | -0.88343 | -0.78264 | -0.015054 | 0.2607
Tertiary | 9287.4 | 11712 | 13525.8 | 13440.8508 | 13908.0692 | 12869.996 | 12775.8952 | 12757.734 | 12766.6634 | 12922.6517 | 13301.1367 | 3.831 | 0.27909 | -0.8455 | -0.0072283 | 0.41096
Transport | 33229.6 | 39943.7 | 37192 | 35048.1136 | 34532.0731 | 34672.8046 | 35178.8755 | 36172.8895 | 37026.689 | 37360.8678 | 38325.2737 | 1.1329 | -0.7393 | 0.18574 | 0.51324 | 0.3453
by fuel
Solids | 1774.5 | 1712.3 | 1260.5 | 1123.1294 | 1307.1035 | 1378.3776 | 1073.1002 | 435.0784 | 309.8929 | 235.5883 | 215.0662 | -3.3623 | 0.36371 | -1.9533 | -11.6804 | -3.5869
Oil | 46296.9 | 53448.6 | 46775.1 | 43128.5178 | 40361.763 | 39848.4429 | 39282.104 | 39199.6869 | 39180.5352 | 38843.4752 | 39144.6143 | 0.10281 | -1.4639 | -0.27077 | -0.025886 | -0.0091718
Gas | 12140.6 | 17978.4 | 14645 | 14743.108 | 14370.9477 | 12564.5121 | 11684.8391 | 11903.0461 | 11852.2317 | 12010.7163 | 11888.1061 | 1.8931 | -0.18873 | -2.0479 | 0.14234 | 0.030227
Electricity | 16204.5 | 20827.4 | 21049 | 20056.7059 | 21204.796 | 21435.0973 | 22072.1758 | 22634.5715 | 23239.6067 | 24013.6233 | 25016.8422 | 2.6501 | 0.073771 | 0.40171 | 0.51673 | 0.73963
Heat (from CHP and District Heating) (A) | 0 | 0 | 0 | 7.9409 | 118.3838 | 300.6743 | 585.9201 | 732.8751 | 876.5245 | 757.6544 | 727.574 | 0 | 0 | 17.3423 | 4.11 | -1.8453
Other | 3468.6 | 3787.6 | 5342.6 | 6254.7841 | 8850.1956 | 8263.1184 | 8435.6389 | 7592.964 | 7975.8524 | 8438.5646 | 8947.8317 | 4.4143 | 5.1768 | -0.47859 | -0.5589 | 1.1566
CO2 Emissions (Mt of CO2 - sec approach) | 291.5561 | 347.2852 | 272.6407 | 270.9835 | 257.9143 | 231.1256 | 202.8385 | 189.4756 | 188.0039 | 183.7373 | 176.5461 | -0.66853 | -0.55374 | -2.3736 | -0.7566 | -0.62684
Power generation/District heating | 98.8079 | 117.6753 | 70.2647 | 81.1841 | 78.2907 | 58.9711 | 36.9802 | 27.0321 | 27.029 | 24.2053 | 16.937 | -3.3516 | 1.0875 | -7.2261 | -3.0861 | -4.5665
Energy Branch | 13.3757 | 13.5486 | 16.2245 | 16.1086 | 14.3405 | 12.9831 | 12.3336 | 11.9 | 11.6123 | 11.3663 | 11.1049 | 1.9496 | -1.2267 | -1.4964 | -0.60075 | -0.44585
Industry | 50.3607 | 59.2207 | 42.3323 | 39.8224 | 39.955 | 36.3261 | 31.3717 | 26.69 | 24.1868 | 23.2992 | 22.5316 | -1.7216 | -0.57629 | -2.3895 | -2.5675 | -0.70635
Residential | 17.0692 | 20.8556 | 20.5166 | 16.5257 | 13.5692 | 12.8354 | 12.1173 | 12.0504 | 11.8532 | 11.8107 | 11.2885 | 1.8566 | -4.05 | -1.1253 | -0.22013 | -0.48691
Tertiary | 13.2495 | 16.5217 | 15.0064 | 15.481 | 13.9234 | 11.9644 | 10.8303 | 10.2659 | 9.6927 | 9.2467 | 8.903 | 1.253 | -0.74628 | -2.4809 | -1.1036 | -0.84628
Transport | 98.6932 | 119.4633 | 108.2963 | 101.8617 | 97.8355 | 98.0455 | 99.2054 | 101.5372 | 103.6299 | 103.8092 | 105.781 | 0.93288 | -1.0107 | 0.13914 | 0.43729 | 0.20566
CO2 Emissions Index (1990=100) | 138.5677 | 165.054 | 129.5778 | 128.7901 | 122.5787 | 109.8469 | 96.4029 | 90.0519 | 89.3525 | 87.3247 | 83.9069 | -0.66853 | -0.55374 | -2.3736 | -0.7566 | -0.62684
Source: PRIMES
Gross final energy consumption in heating and cooling, electricity, transport and overall (in Ktoe)
| 2000 | 2005 | 2010 | 2015 | 2020 | 2025 | 2030 | 2035 | 2040 | 2045 | 2050 | '00-'10 | '10-'20 | '20-'30 | '30-'40 | '40-'50
1. heating and cooling (1) | 30808.9 | 37444.3 | 31108.2 | 30479.2713 | 30874.4551 | 28200.0195 | 26550.5366 | 24513.002 | 24134.639 | 24029.2747 | 23863.13 | 0.096725 | -0.075395 | -1.4975 | -0.94948 | -0.11307
2. electricity (2) | 19377.8 | 24772.4 | 24934.4 | 23453.6801 | 24603.5972 | 24542.3059 | 24969.9123 | 25448.9808 | 25921.4259 | 26600.6982 | 27595.8538 | 2.5533 | -0.13347 | 0.1479 | 0.37468 | 0.62792
3. transport as in Article 3(4)a (3) | 28491.5069 | 34579.9171 | 31681.6982 | 28939.3357 | 27698.8949 | 27470.6862 | 28156.1793 | 29122.5502 | 29948.7508 | 30398.0205 | 31323.6573 | 1.067 | -1.3345 | 0.16388 | 0.61912 | 0.44987
4. Gross final energy consumption (4) | 82462.6 | 101126.3 | 92469.1 | 88605.6187 | 89559.0765 | 86981.5429 | 86308.9456 | 85745.6904 | 86563.7443 | 87341.9943 | 89024.2699 | 1.1519 | -0.31925 | -0.36897 | 0.029483 | 0.28067
The following calculation is needed only if final energy consumption for aviation is expected to be higher than 6,18% (4,12% for Malta and Cyprus):
Final consumption in aviation | 4486.1 | 5323.2 | 5388.8 | 6004.8401 | 6619.8936 | 7069.5051 | 6995.484 | 7111.8483 | 7222.0624 | 7174.2351 | 7273.1912 | 1.8503 | 2.0789 | 0.55338 | 0.31927 | 0.070571
Reduction for aviation limit (5) Article 5(6) | 0 | 0 | 0 | -529.0129 | -1085.1427 | -1694.0458 | -1661.5912 | -1812.7646 | -1872.423 | -1776.4999 | -1771.4913
Total consumption after reduction for aviation limit | 82462.6 | 101126.3 | 92469.1 | 88076.6058 | 88473.9339 | 85287.4972 | 84647.3544 | 83932.9258 | 84691.3213 | 85565.4944 | 87252.7785 | 1.1519 | -0.44069 | -0.44117 | 0.0051929 | 0.29841
(1) Final energy consumption of all energy commodities in industry, households, services and agriculture, forestry and fishery except electricity, plus the consumption of heat for own use at electricity and heat plants and heat losses in networks.
(2) The gross electricity consumption is national gross electricity production, including autoproduction, plus imports, minus exports.
(3) Transport consumption as defined in Article 3(4)(a) of Directive 2009/28/EC. Renewable electricity in road transport for this figure has been multiplied by a factor of 2.5, as indicated by Article 3(4)(c) of Directive 2009/28/EC.
(4) As defined in Article (2)(f) of Directive 2009/28/EC. This comprises final energy consumption plus network losses and own use of heat and electricity at electricity and heating plants (NB: this does not include consumption of electricity for pumped hydro storage or for transformation in electrical boilers or heat pumps at district heating plants).
(5) According to Article 5(6) consumption for aviation has to be considered only up to 6,18 % (Community average), for Cyprus and Malta up to 4,12 % of gross final energy consumption .
Calculation table for the renewable energy contribution of each sector to final energy consumption (in Ktoe)
| 2000 | 2005 | 2010 | 2015 | 2020 | 2025 | 2030 | 2035 | 2040 | 2045 | 2050 | '00-'10 | '10-'20 | '20-'30 | '30-'40 | '40-'50
(A) Gross final consumption of RES for heating and cooling | 3398.3 | 3531.9 | 3930.8 | 4917.5163 | 6894.851 | 6457.2297 | 6855.8969 | 6113.4598 | 6552.0731 | 6940.8114 | 7316.2936 | 1.4663 | 5.7802 | -0.056642 | -0.45225 | 1.1093
(B) Gross final consumption of electricity from RES | 3222.4415 | 4737.6252 | 7425.188 | 8652.5538 | 9527.5438 | 11082.2095 | 13938.5111 | 15677.2585 | 18337.7156 | 21231.0243 | 24198.2702 | 8.7057 | 2.5244 | 3.878 | 2.781 | 2.812
(C) Final consumption of energy from RES in transport | 182.7241 | 433.9007 | 1611.6857 | 241.2158 | 2803.5877 | 3036.9115 | 3448.7024 | 4029.0668 | 4611.4487 | 5372.0739 | 6297.3169 | 24.3221 | 5.6923 | 2.0926 | 2.9481 | 3.1649
(D) Total RES consumption (1) | 6691.0415 | 8525.1654 | 12767.6191 | 13570.0702 | 18497.2188 | 19576.8437 | 22814.5901 | 23877.71 | 26935.8536 | 30281.9021 | 33690.7601 | 6.6747 | 3.7767 | 2.12 | 1.6744 | 2.2629
(1) According to Article 5(1) of Directive 2009/28/EC gas, electricity and hydrogen from renewable energy sources shall only be considered once. No double counting is allowed.
Estimated trajectory of energy from renewable sources in heating and cooling, electricity, transport and overall (in %)
| 2000 | 2005 | 2010 | 2015 | 2020 | 2025 | 2030 | 2035 | 2040 | 2045 | 2050
RES-H&C (1) | 11.0303 | 9.4324 | 12.6359 | 16.0894 | 22.2378 | 22.6857 | 25.3819 | 24.3117 | 26.3876 | 28.0286 | 29.7503
RES-E (2) (C) | 16.6296 | 19.1246 | 29.7789 | 36.8921 | 38.7242 | 45.1555 | 55.8212 | 61.6027 | 70.7435 | 79.8138 | 87.6881
RES-T (3) | 0.64133 | 1.2548 | 5.0871 | 0.83352 | 10.1217 | 11.0551 | 12.2485 | 13.8349 | 15.3978 | 17.6724 | 20.104
Overall RES share ( 4) (C ) | 8.114 | 8.4302 | 13.8074 | 15.4071 | 20.907 | 22.9539 | 26.9525 | 28.4486 | 31.8047 | 35.3903 | 38.6128
(1) Share of renewable energy in heating and cooling: gross final consumption of energy from renewable sources for heating and cooling (as defined in Articles 5(1)b) and 5(4) of Directive 2009/28/EC) divided by gross final consumption of energy for heating and cooling.
(2) Share of renewable energy in electricity: gross final consumption of electricity from renewable sources for electricity (as defined in Articles 5(1)(a) and 5(3) of Directive 2009/28/EC) divided by total gross final consumption of electricity.
(3) Share of renewable energy in transport: final energy from renewable sources consumed in transport (cf. Article 5(1)(c) and 5(5) of Directive 2009/28/EC) divided by the consumption in transport of 1) petrol; 2) diesel; 3) biofuels used in road and rail transport and 4) electricity in transport.
(4) Share of renewable energy in gross final energy consumption.

## indicator
Spain:Reference scenario(REF2015f) | [15 empty] | SUMMARY ENERGY BALANCE AND INDICATORS (B)
| 2000 | 2005 | 2010 | 2015 | 2020 | 2025 | 2030 | 2035 | 2040 | 2045 | 2050 | '00-'10 | '10-'20 | '20-'30 | '30-'40 | '40-'50
Annual % Change
Main Energy System Indicators
Population (Million) | 40.0497 | 43.2963 | 46.4866 | 46.3466 | 45.7123 | 44.9671 | 44.4953 | 44.3969 | 44.6513 | 45.1163 | 45.5914 | 1.5016 | -0.16782 | -0.26948 | 0.035013 | 0.20858
GDP (in 000 MEuro'13) | 892.6076 | 1047.9954 | 1092.882 | 1094.2134 | 1207.0563 | 1326.689 | 1446.9239 | 1568.8881 | 1675.2249 | 1746.0054 | 1853.7916 | 2.0449 | 0.99862 | 1.8291 | 1.4759 | 1.018
Gross Inl. Cons./GDP (toe/MEuro'13) | 138.5176 | 137.6175 | 118.831 | 113.856 | 103.4401 | 89.8995 | 79.3268 | 71.6014 | 64.3261 | 59.4986 | 56.254 | -1.5213 | -1.3775 | -2.6193 | -2.0743 | -1.3319
Gross Inl. Cons./Capita (toe/inhabitant) | 3.0872 | 3.3311 | 2.7937 | 2.6881 | 2.7314 | 2.6524 | 2.5796 | 2.5302 | 2.4134 | 2.3026 | 2.2873 | -0.99414 | -0.22522 | -0.57013 | -0.66382 | -0.53495
Electricity Generated/Capita (kWh gross/inhabitant) | 5515.2102 | 6684.0338 | 6416.1749 | 5939.924 | 6190.8077 | 6234.8174 | 6451.2932 | 6789.2745 | 6882.528 | 6990.3623 | 7204.1807 | 1.5246 | -0.35693 | 0.413 | 0.64915 | 0.4578
Carbon intensity (t of CO2/toe of GIC) | 2.3581 | 2.408 | 2.0994 | 2.1751 | 2.0657 | 1.9379 | 1.7672 | 1.6867 | 1.7446 | 1.7687 | 1.6929 | -1.1554 | -0.16171 | -1.5484 | -0.12836 | -0.30033
CO2 Emissions/Capita (t of CO2/inhabitant) | 7.2799 | 8.0211 | 5.8649 | 5.8469 | 5.6421 | 5.1399 | 4.5586 | 4.2678 | 4.2105 | 4.0725 | 3.8724 | -2.138 | -0.38656 | -2.1098 | -0.79133 | -0.83367
CO2 Emissions to GDP (t of CO2/MEuro'13) | 326.6341 | 331.3804 | 249.4695 | 247.6514 | 213.6721 | 174.2123 | 140.186 | 120.7706 | 112.2261 | 105.233 | 95.2351 | -2.659 | -1.537 | -4.1271 | -2.2 | -1.6283
Import Dependency % | 76.649 | 81.4312 | 76.7526 | 75.2665 | 72.834 | 72.0227 | 68.9118 | 67.87 | 70.6175 | 72.177 | 69.4293
Energy intensity indicators (2000=100)
Industry (Energy on Value added) | 100 | 114.4362 | 87.2653 | 86.9147 | 83.4871 | 74.7261 | 67.1857 | 58.3783 | 54.8404 | 52.8859 | 50.1644 | -1.3529 | -0.44162 | -2.1489 | -2.0099 | -0.88726
Residential (Energy on Private Income) | 100 | 106.2653 | 115.1473 | 103.128 | 93.3169 | 80.762 | 71.6822 | 65.1978 | 61.5304 | 60.0596 | 56.7651 | 1.4204 | -2.0802 | -2.6031 | -1.5155 | -0.80285
Tertiary (Energy on Value added) | 100 | 107.7204 | 110.4594 | 107.0702 | 100.1828 | 83.7752 | 75.8267 | 69.4324 | 64.8092 | 62.7229 | 60.6625 | 0.99975 | -0.97177 | -2.747 | -1.5578 | -0.65903
Transport (Energy on GDP) | 100 | 102.3822 | 91.4138 | 86.0395 | 76.8476 | 70.2029 | 65.3088 | 61.9337 | 59.3714 | 57.4787 | 55.5341 | -0.89372 | -1.7207 | -1.6138 | -0.94862 | -0.66592
Carbon Intensity indicators
Electricity and Steam production (t of CO2/MWh) | 0.44733 | 0.40663 | 0.23558 | 0.29462 | 0.27506 | 0.20727 | 0.12528 | 0.086668 | 0.084436 | 0.07407 | 0.049887 | -6.2114 | 1.5614 | -7.5627 | -3.869 | -5.1263
Final energy demand (t of CO2/toe) | 2.2454 | 2.2102 | 2.0899 | 2.0359 | 1.9171 | 1.8996 | 1.8467 | 1.8248 | 1.7902 | 1.7576 | 1.728 | -0.71505 | -0.85907 | -0.37356 | -0.31049 | -0.35287
Industry | 1.9852 | 1.9124 | 1.9749 | 1.8718 | 1.7925 | 1.6898 | 1.5035 | 1.3745 | 1.25 | 1.1984 | 1.1469 | -0.051784 | -0.96457 | -1.7429 | -1.8297 | -0.85665
Residential | 1.4224 | 1.3782 | 1.2126 | 1.0628 | 0.8764 | 0.87022 | 0.8466 | 0.85167 | 0.82939 | 0.81043 | 0.76958 | -1.5835 | -3.1948 | -0.34532 | -0.2051 | -0.74567
Tertiary | 1.4266 | 1.4107 | 1.1095 | 1.1518 | 1.0011 | 0.92963 | 0.84771 | 0.80468 | 0.75922 | 0.71554 | 0.66934 | -2.4829 | -1.0225 | -1.6494 | -1.0965 | -1.2521
Transport | 2.97 | 2.9908 | 2.9118 | 2.9063 | 2.8332 | 2.8277 | 2.82 | 2.807 | 2.7988 | 2.7786 | 2.7601 | -0.19778 | -0.27341 | -0.046516 | -0.075567 | -0.13916
Electricity and steam generation
Net Generation Capacity in MWe | 52404.9698 | 73567.5581 | 99270.3237 | 104514.6205 | 104566.5628 | 108361.2811 | 115577.9272 | 108757.0582 | 109065.8277 | 117562.0283 | 131171.6269 | 6.5969 | 0.52112 | 1.0062 | -0.57826 | 1.8627
Nuclear energy | 7869.4 | 7869.4 | 7844.8 | 7398.8 | 7398.8 | 7398.8 | 7398.8 | 7398.8 | 3181.3 | 0 | 0 | -0.031304 | -0.58362 | 0 | -8.0939 | -100
Renewable energy | 17760 | 25774 | 41432 | 46783.3 | 51046.854 | 58528.4329 | 71246.3306 | 78708.3845 | 89464.9753 | 99797.7394 | 113657.9705 | 8.8402 | 2.1088 | 3.3902 | 2.3032 | 2.4223
Hydro (pumping excluded) | 15542 | 15796 | 16086 | 16632 | 16794.9092 | 16794.9092 | 16794.9092 | 16794.9092 | 16794.9092 | 17157.5009 | 17157.5009 | 0.34463 | 0.4322 | 0 | 0 | 0.21382
Wind | 2206 | 9918 | 20693 | 23025.3 | 24976.5403 | 25706.0298 | 29887.7109 | 29922.7109 | 33408.2066 | 41405.223 | 47141.9364 | 25.0898 | 1.8992 | 1.8113 | 1.1198 | 3.5036
Solar | 12 | 60 | 4653 | 7126 | 9275.4046 | 16027.4939 | 24563.7105 | 31990.7644 | 39261.8595 | 41235.0155 | 49358.5332 | 81.491 | 7.1421 | 10.2291 | 4.8015 | 2.315
Other renewables (tidal etc.) | 0 | 0 | 0 | 0 | 0 | 0 | 0 | 0 | 0 | 0 | 0 | 0 | 0 | 0 | 0 | 0
Thermal power | 26775.5698 | 39924.1581 | 49993.5237 | 50332.5205 | 46120.9088 | 42434.0483 | 36932.7966 | 22649.8737 | 16419.5525 | 17764.2889 | 17513.6564 | 6.4431 | -0.80303 | -2.1972 | -7.7864 | 0.64717
of which cogeneration units | 4570.4268 | 6597 | 3382 | 6194.9935 | 3014.8526 | 3815.5747 | 2790.9319 | 4577.2155 | 5471.6414 | 5683.9422 | 3279.152 | -2.9665 | -1.1426 | -0.76878 | 6.9638 | -4.9911
of which CCS units | 0 | 0 | 0 | 0 | 0 | 0 | 0 | 0 | 0 | 0 | 0 | 0 | 0 | 0 | 0 | 0
Solids fired | 11556.4108 | 11358.9408 | 10389.128 | 10316.328 | 9332.9346 | 7377.9346 | 3967.7706 | 3032.5906 | 789.4466 | 54.7251 | 96.6025 | -1.0592 | -1.0664 | -8.1979 | -14.9102 | -18.9475
Gas fired | 4713.2081 | 17646.8604 | 29568.5593 | 31332.7849 | 30273.2302 | 29759.5951 | 28090.9076 | 15564.0842 | 12386.2758 | 14545.8512 | 14481.7845 | 20.1576 | 0.2358 | -0.74539 | -7.8623 | 1.5753
Oil fired | 10028.3859 | 10042.6596 | 8963.5196 | 7495.5484 | 4752.2902 | 3423.2052 | 2951.5684 | 2146.9508 | 1374.1709 | 929.2651 | 782.3551 | -1.1163 | -6.1482 | -4.6513 | -7.3599 | -5.4773
Biomass-waste fired | 477.565 | 875.6974 | 1072.3168 | 1187.8592 | 1762.4538 | 1873.3134 | 1922.5499 | 1906.248 | 1869.6592 | 2234.4475 | 2152.9143 | 8.4249 | 5.0944 | 0.87324 | -0.27857 | 1.4207
Hydrogen plants | 0 | 0 | 0 | 0 | 0 | 0 | 0 | 0 | 0 | 0 | 0 | 0 | 0 | 0 | 0 | 0
Geothermal heat | 0 | 0 | 0 | 0 | 0 | 0 | 0 | 0 | 0 | 0 | 0 | 0 | 0 | 0 | 0 | 0
Load factor for net electric capacities (%) | 45.9473 | 43.0687 | 33.1032 | 28.8884 | 29.7378 | 28.6554 | 27.7246 | 31.0283 | 31.7124 | 30.3191 | 28.3611
Indicators for gross electricity production
Efficiency for thermal electricity production (%) | 40.8343 | 46.7041 | 48.8553 | 42.5403 | 42.6936 | 43.1735 | 44.218 | 48.0177 | 51.4117 | 54.845 | 53.2519
CHP indicator (% of electricity from CHP) | 9.2 | 4.0278 | 7.4 | 9.7507 | 5.0554 | 5.2458 | 5.8972 | 9.5117 | 10.2808 | 10.188 | 7.5999
CCS indicator (% of electricity from CCS) | 0 | 0 | 0 | 0 | 0 | 0 | 0 | 0 | 0 | 0 | 0
Non fossil fuels in electricity generation (%) | 44.0461 | 34.6363 | 53.7761 | 57.926 | 59.9462 | 66.8501 | 76.7756 | 79.8278 | 77.7522 | 78.5318 | 85.9071
- nuclear | 28.1576 | 19.8791 | 20.7797 | 21.0922 | 20.5183 | 20.601 | 20.0387 | 19.0833 | 8.1094 | 0 | 0
- renewable energy forms and industrial waste | 15.8885 | 14.7572 | 32.9964 | 36.8338 | 39.428 | 46.2491 | 56.737 | 60.7445 | 69.6429 | 78.5318 | 85.9071
Indicators for renewables (excluding industrial waste) (%) (B)
RES in gross final energy demand (%) | 8.114 | 8.4302 | 13.8074 | 15.4071 | 20.907 | 22.9539 | 26.9525 | 28.4486 | 31.8047 | 35.3903 | 38.6128
RES in transport (%) | 0.64133 | 1.2548 | 5.0871 | 0.83352 | 10.1217 | 11.0551 | 12.2485 | 13.8349 | 15.3978 | 17.6724 | 20.104
Transport sector
Passenger transport activity (Gpkm) | 476.0761 | 535.4766 | 541.6305 | 561.4869 | 608.3164 | 661.1543 | 712.3637 | 766.2951 | 811.7742 | 843.1266 | 888.432 | 1.2984 | 1.1679 | 1.5915 | 1.3149 | 0.90644
Public road transport | 50.278 | 53.176 | 50.902 | 52.1791 | 53.4226 | 54.8546 | 56.4321 | 59.1531 | 61.8054 | 63.9071 | 65.9672 | 0.12342 | 0.48449 | 0.54954 | 0.91368 | 0.65379
Private cars and motorcycles | 310.211 | 346.397 | 351.769 | 353.6544 | 371.5334 | 398.0763 | 425.5884 | 452.7903 | 474.3437 | 489.0904 | 513.5767 | 1.2652 | 0.54814 | 1.3676 | 1.0905 | 0.79784
Rail | 25.374 | 27.624 | 28.6351 | 29.4689 | 36.1777 | 41.7989 | 47.7511 | 53.8046 | 59.8849 | 64.6207 | 70.4809 | 1.2164 | 2.3657 | 2.8145 | 2.29 | 1.6425
Aviation | 88.5995 | 106.4779 | 108.5778 | 124.3726 | 145.2118 | 164.3552 | 180.4395 | 198.3156 | 213.4551 | 223.1902 | 236.0368 | 2.0542 | 2.9499 | 2.1958 | 1.6945 | 1.0107
Inland navigation | 1.6136 | 1.8017 | 1.7466 | 1.812 | 1.9709 | 2.0693 | 2.1526 | 2.2315 | 2.285 | 2.3182 | 2.3703 | 0.79498 | 1.2157 | 0.8856 | 0.59884 | 0.36727
Travel per person (km per capita) | 11887.1308 | 12367.7109 | 11651.3209 | 12114.9534 | 13307.4886 | 14703.0608 | 16009.8667 | 17260.0852 | 18180.2906 | 18687.8477 | 19486.8142 | -0.20017 | 1.3379 | 1.866 | 1.2794 | 0.69641
Freight transport activity (Gtkm) | 180.3734 | 264.5303 | 226.5275 | 228.4672 | 247.1057 | 264.9857 | 281.8956 | 298.0067 | 313.0396 | 322.4896 | 334.6309 | 2.3045 | 0.87329 | 1.3259 | 1.0534 | 0.66921
Trucks | 137.6945 | 217.0309 | 189.5383 | 190.5022 | 205.9008 | 220.2196 | 233.8999 | 247.4695 | 260.6518 | 268.7896 | 279.2189 | 3.2471 | 0.83147 | 1.2832 | 1.0888 | 0.69048
Rail | 11.614 | 11.585 | 9.211 | 10.3252 | 11.5713 | 13.1289 | 14.5431 | 15.4473 | 16.0243 | 16.5404 | 17.1945 | -2.2915 | 2.3075 | 2.3122 | 0.97467 | 0.70729
Inland navigation | 31.0649 | 35.9143 | 27.7782 | 27.6399 | 29.6336 | 31.6372 | 33.4526 | 35.0899 | 36.3635 | 37.1595 | 38.2175 | -1.112 | 0.64868 | 1.2196 | 0.83783 | 0.49853
Freight activity per unit of GDP (tkm/000 Euro'13) | 202.0747 | 252.4155 | 207.2753 | 208.7959 | 204.7176 | 199.7346 | 194.8241 | 189.9477 | 186.8642 | 184.7014 | 180.5116 | 0.25443 | -0.12409 | -0.49412 | -0.41628 | -0.34527
Energy demand in transport (ktoe) | 33083.8 | 39796.6 | 37180.0781 | 35033.4048 | 34516.1585 | 34655.7575 | 35160.9282 | 36154.0325 | 37007.076 | 37340.7867 | 38304.6081 | 1.1741 | -0.7407 | 0.18525 | 0.51305 | 0.34521
Public road transport | 1354.0051 | 1407.7225 | 1319.0717 | 1328.6494 | 1328.785 | 1317.8523 | 1312.295 | 1342.5462 | 1377.3982 | 1403.848 | 1433.4711 | -0.26105 | 0.073394 | -0.1248 | 0.48536 | 0.39982
Private cars and motorcycles | 18654.6998 | 20608.3222 | 19876.3291 | 18098.496 | 16553.0828 | 16036.905 | 16221.4829 | 16692.6067 | 17093.5392 | 17276.3777 | 17801.4393 | 0.63633 | -1.8129 | -0.20215 | 0.52501 | 0.40661
Trucks | 6486.4951 | 9873.5553 | 8640.7751 | 8121.9729 | 8385.8598 | 8472.3793 | 8769.4604 | 9069.9789 | 9325.9498 | 9477.6152 | 9752.6161 | 2.9092 | -0.29901 | 0.44829 | 0.61715 | 0.44835
Rail | 708 | 1029.2 | 898.501 | 772.0241 | 872.2858 | 959.3915 | 1024.2298 | 1066.1162 | 1093.9421 | 1103.2459 | 1121.3578 | 2.4115 | -0.29567 | 1.6188 | 0.66064 | 0.24783
Aviation | 4486.1 | 5323.2 | 5388.8 | 6004.8401 | 6619.8936 | 7069.5051 | 6995.484 | 7111.8483 | 7222.0624 | 7174.2351 | 7273.1912 | 1.8503 | 2.0789 | 0.55338 | 0.31927 | 0.070571
Inland navigation | 1394.5 | 1554.6 | 1056.6013 | 707.4222 | 756.2515 | 799.7243 | 837.976 | 870.9361 | 894.1843 | 905.4647 | 922.5325 | -2.7366 | -3.2891 | 1.0314 | 0.65134 | 0.31259
Efficiency indicator (activity related)
Passenger transport (toe/Mpkm) | 47.2009 | 45.9281 | 42.4245 | 38.4612 | 33.9024 | 30.8366 | 28.6297 | 27.2082 | 26.1743 | 25.3421 | 24.6705 | -1.0612 | -2.2174 | -1.6762 | -0.89265 | -0.58995
Freight transport (toe/Mtkm) | 43.9784 | 45.6249 | 45.1172 | 40.7211 | 39.1057 | 37.1264 | 36.2136 | 35.3879 | 34.5533 | 34.0058 | 33.6124 | 0.25599 | -1.4198 | -0.76539 | -0.46822 | -0.27569
| 0 | 0 | 0 | 0 | 0 | 0 | 0 | 0 | 0 | 0 | 0 | 0 | 0 | 0 | 0 | 0
Source: PRIMES

## industry
Spain:Reference scenario(REF2015f) | [15 empty] | INDUSTRY
| 2000 | 2005 | 2010 | 2015 | 2020 | 2025 | 2030 | 2035 | 2040 | 2045 | 2050 | '00-'10 | '10-'20 | '20-'30 | '30-'40 | '40-'50
Annual % Change
Sectoral Value Added (in 000 MEuro'13) | 134.392 | 143.3554 | 130.1254 | 129.678 | 141.4416 | 152.4072 | 164.5309 | 176.2159 | 186.9224 | 194.7602 | 207.4652 | -0.32211 | 0.83737 | 1.5236 | 1.2841 | 1.0482
Iron and steel | 6.2489 | 5.3911 | 4.6422 | 4.4522 | 4.7316 | 4.9922 | 5.2871 | 5.5542 | 5.7649 | 5.9157 | 6.0657 | -2.9283 | 0.19091 | 1.1162 | 0.86879 | 0.51005
Non ferrous metals | 3.866 | 3.2466 | 2.6107 | 2.5363 | 2.6406 | 2.7219 | 2.8189 | 2.9115 | 2.9747 | 3.0073 | 3.033 | -3.8499 | 0.11378 | 0.65581 | 0.53918 | 0.19456
Chemicals | 13.1282 | 13.8824 | 14.1635 | 14.1105 | 15.262 | 16.3884 | 17.6715 | 18.8905 | 19.9581 | 20.6028 | 21.744 | 0.76192 | 0.7498 | 1.4766 | 1.2243 | 0.86071
Non metallic minerals | 10.5991 | 12.875 | 8.1011 | 7.4526 | 8.0827 | 8.8675 | 9.7608 | 10.3602 | 10.8307 | 11.1873 | 11.6415 | -2.6519 | -0.02272 | 1.9044 | 1.0455 | 0.72454
Paper and pulp | 7.5724 | 8.3946 | 7.6641 | 7.3878 | 7.7666 | 8.0847 | 8.4187 | 8.7166 | 8.9719 | 8.9584 | 9.0656 | 0.12043 | 0.13287 | 0.80958 | 0.63842 | 0.10391
Food, drink and tobacco | 19.9543 | 23.4487 | 24.6061 | 25.4996 | 27.9842 | 29.7376 | 31.4064 | 32.9145 | 34.4439 | 35.3643 | 37.2181 | 2.1176 | 1.2948 | 1.1604 | 0.92748 | 0.77764
Engineering | 44.6078 | 45.4886 | 41.3144 | 41.1312 | 47.3081 | 53.6313 | 60.6235 | 67.7067 | 73.944 | 78.683 | 86.1212 | -0.76404 | 1.3639 | 2.511 | 2.0061 | 1.5362
Textiles | 8.885 | 7.2422 | 5.7915 | 5.1373 | 4.8085 | 4.3923 | 4.0205 | 3.6891 | 3.4308 | 3.1729 | 3.0388 | -4.1895 | -1.8428 | -1.7738 | -1.5736 | -1.2059
Other industries | 19.5303 | 23.3862 | 21.2318 | 21.9705 | 22.8572 | 23.5914 | 24.5235 | 25.4725 | 26.6036 | 27.8685 | 29.5373 | 0.83882 | 0.74042 | 0.70612 | 0.81746 | 1.0516
Final Energy Demand (in ktoe) | 25368.2 | 30966.6 | 21434.8 | 21275.2925 | 22290.1369 | 21497.7976 | 20866.052 | 19418.3696 | 19349.8675 | 19442.6744 | 19645.2211 | -1.6707 | 0.39205 | -0.65803 | -0.75154 | 0.1516
By sector
Iron and steel | 3985.2 | 4475.4 | 2996.4 | 2647.8948 | 2819.5295 | 2557.2932 | 2279.8312 | 2016.3666 | 2023.4248 | 2052.3937 | 2041.9493 | -2.8115 | -0.60657 | -2.1023 | -1.186 | 0.091175
Non ferrous metals | 1164.6 | 1179.7 | 1244.3 | 1152.7936 | 1087.7641 | 1070.0983 | 1033.9523 | 983.1753 | 943.3047 | 906.5862 | 883.2598 | 0.66415 | -1.3355 | -0.50607 | -0.91335 | -0.65554
Chemicals | 3737 | 4667 | 3168.6 | 3413.4086 | 3458.3963 | 3234.1831 | 3037.0954 | 2637.9225 | 2503.8781 | 2454.2443 | 2521.5973 | -1.6364 | 0.87899 | -1.2906 | -1.9121 | 0.070543
Non metallic minerals | 6368.5 | 7527.5 | 4540 | 4002.5292 | 4486.9081 | 4645.4825 | 4629.3328 | 4372.3025 | 4468.7448 | 4590.6889 | 4490.6603 | -3.3277 | -0.11756 | 0.31298 | -0.35243 | 0.048934
Paper and pulp | 2093.3 | 2488.8 | 1429.5 | 2051.1798 | 2188.1621 | 1799.6137 | 1686.3932 | 1387.4289 | 1222.3568 | 1033.6866 | 1011.2095 | -3.7423 | 4.3493 | -2.5711 | -3.1669 | -1.8785
Food, drink and tobacco | 2560.2 | 2881.3 | 2207.6 | 2110.9816 | 2158.422 | 2229.1501 | 2228.6558 | 2084.6464 | 2064.2705 | 2081.2055 | 2146.186 | -1.4709 | -0.22503 | 0.32073 | -0.76329 | 0.38991
Engineering | 1963.8 | 2218.2 | 1561.4 | 1386.5392 | 1548.7377 | 1654.0978 | 1779.5789 | 1906.5281 | 2025.5628 | 2119.3614 | 2221.8307 | -2.2669 | -0.081393 | 1.3991 | 1.3031 | 0.92913
Textiles | 1206.9 | 983.6 | 435 | 407.8478 | 374.1602 | 301.8816 | 270.0052 | 240.4534 | 219.6077 | 203.2135 | 194.0668 | -9.7012 | -1.4953 | -3.2098 | -2.0448 | -1.2288
Other industries | 2288.7 | 4545.1 | 3852 | 4102.1177 | 4168.0569 | 4005.9972 | 3921.2073 | 3789.5459 | 3878.7173 | 4001.2944 | 4134.4614 | 5.344 | 0.79169 | -0.60864 | -0.10889 | 0.64057
By fuel
Solids | 1606.9 | 1472.2 | 1037.1 | 1016.4226 | 1263.7186 | 1341.8217 | 1042.7989 | 407.8954 | 286.0104 | 213.8722 | 196.1077 | -4.2843 | 1.996 | -1.9032 | -12.1346 | -3.7033
Oil | 5708.6 | 5533.3 | 4903.4 | 3970.7459 | 3614.0756 | 3607.0265 | 3103.3083 | 2542.819 | 2089.8438 | 1844.023 | 1709.4589 | -1.5089 | -3.0049 | -1.5121 | -3.8767 | -1.9891
Gas | 9386.5 | 13569.9 | 8031.2 | 8728.1995 | 8747.9888 | 7379.2856 | 6740.8418 | 6876.3134 | 6804.0616 | 6953.7439 | 6897.439 | -1.5473 | 0.85856 | -2.5727 | 0.093393 | 0.1364
Electricity | 7363.7 | 9031.5 | 6318.9 | 5718.8357 | 5870.0233 | 5993.2327 | 6033.57 | 6091.0116 | 6170.011 | 6265.3476 | 6384.3375 | -1.5185 | -0.73416 | 0.27518 | 0.22387 | 0.34205
Heat (distributed CHP) (A) | 0 | 0 | 0 | 7.9409 | 118.3836 | 300.6741 | 585.9199 | 732.8748 | 876.5243 | 757.6542 | 727.5737 | 0 | 0 | 17.3423 | 4.11 | -1.8453
Other (Biomass, waste, hydrogen etc.) | 1302.5 | 1359.7 | 1144.2 | 1833.1479 | 2675.947 | 2875.757 | 3359.6131 | 2767.4554 | 3123.4164 | 3408.0335 | 3730.3043 | -1.2874 | 8.8673 | 2.3013 | -0.72633 | 1.7915
Fuel use as raw material (in ktoe) | 9407.3 | 8361.5 | 7046.4 | 5744.4672 | 6093.5201 | 6269.0227 | 6429.5295 | 6650.991 | 6929.0315 | 7018.02 | 7171.2506 | -2.8483 | -1.4424 | 0.5382 | 0.75099 | 0.34419
By sector
Petrochemical industry | 6208.7 | 4577.1 | 4131.1 | 3467.2617 | 3567.2619 | 3657.1038 | 3718.0859 | 3821.1214 | 3966.6909 | 4106.7496 | 4128.0243 | -3.9922 | -1.4567 | 0.41497 | 0.64933 | 0.39946
Other non energy uses | 3198.6 | 3784.4 | 2915.3 | 2277.2056 | 2526.2583 | 2611.9189 | 2711.4436 | 2829.8697 | 2962.3407 | 2911.2705 | 3043.2263 | -0.92312 | -1.4221 | 0.70993 | 0.88891 | 0.26975
By fuel
Solids | 0 | 0 | 0 | 0 | 0 | 0 | 0 | 0 | 0 | 0 | 0 | 0 | 0 | 0 | 0 | 0
Oil | 8932.9 | 7881.7 | 6576.2 | 5184.4152 | 5517.3155 | 5678.3063 | 5828.9629 | 6033.7816 | 6288.3089 | 6354.6743 | 6504.4685 | -3.0164 | -1.7403 | 0.55099 | 0.76141 | 0.33854
Gas | 474.4 | 479.8 | 470.2 | 560.052 | 576.2046 | 590.7164 | 600.5666 | 617.2095 | 640.7227 | 663.3458 | 666.7822 | -0.088888 | 2.0539 | 0.41497 | 0.64933 | 0.39946
Energy intensity (toe/MEuro'13) | 188.7627 | 216.0127 | 164.7242 | 164.0625 | 157.5926 | 141.055 | 126.8215 | 110.1965 | 103.5182 | 99.8288 | 94.6916 | -1.3529 | -0.44162 | -2.1489 | -2.0099 | -0.88726
Iron and steel | 637.7451 | 830.1448 | 645.4636 | 594.7397 | 595.8891 | 512.2627 | 431.2033 | 363.0315 | 350.9931 | 346.9382 | 336.6367 | 0.12037 | -0.79596 | -3.183 | -2.0371 | -0.41675
Non ferrous metals | 301.2427 | 363.3609 | 476.6164 | 454.5239 | 411.9457 | 393.1482 | 366.7898 | 337.6889 | 317.114 | 301.4598 | 291.2129 | 4.6948 | -1.4476 | -1.1543 | -1.4447 | -0.84845
Chemicals | 284.6537 | 336.1814 | 223.7158 | 241.9056 | 226.6011 | 197.3458 | 171.8643 | 139.6428 | 125.4569 | 119.1218 | 115.9677 | -2.3802 | 0.12823 | -2.727 | -3.0984 | -0.78342
Non metallic minerals | 600.8511 | 584.6624 | 560.4188 | 537.0614 | 555.1251 | 523.875 | 474.2771 | 422.0301 | 412.5996 | 410.3481 | 385.7454 | -0.69421 | -0.094865 | -1.5617 | -1.3835 | -0.67074
Paper and pulp | 276.437 | 296.4769 | 186.5184 | 277.6448 | 281.7411 | 222.5946 | 200.314 | 159.1709 | 136.2425 | 115.3879 | 111.5437 | -3.8581 | 4.2108 | -3.3535 | -3.7812 | -1.9803
Food, drink and tobacco | 128.3031 | 122.8767 | 89.7176 | 82.7849 | 77.13 | 74.9607 | 70.9619 | 63.3351 | 59.9315 | 58.8505 | 57.6652 | -3.5141 | -1.5004 | -0.83003 | -1.6752 | -0.38474
Engineering | 44.0237 | 48.7638 | 37.7931 | 33.7101 | 32.7372 | 30.8421 | 29.3546 | 28.1586 | 27.3932 | 26.9354 | 25.7989 | -1.5144 | -1.4259 | -1.0847 | -0.68916 | -0.59785
Textiles | 135.836 | 135.8149 | 75.1107 | 79.3901 | 77.8127 | 68.73 | 67.1572 | 65.1789 | 64.0106 | 64.0472 | 63.8626 | -5.7527 | 0.35404 | -1.4619 | -0.47871 | -0.023159
Other industries | 117.1872 | 194.3495 | 181.4261 | 186.7105 | 182.3517 | 169.8072 | 159.8959 | 148.7699 | 145.7969 | 143.5779 | 139.9743 | 4.4677 | 0.0509 | -1.3055 | -0.91884 | -0.40673
CO2 EMISSIONS (in kt CO2) | 50360.6657 | 59220.721 | 42332.286 | 39822.3818 | 39955.0019 | 36326.1301 | 31371.7259 | 26689.9707 | 24186.7984 | 23299.1527 | 22531.6497 | -1.7216 | -0.57629 | -2.3895 | -2.5675 | -0.70635
Iron and steel | 10580.008 | 10824.4342 | 7607.9481 | 7236.743 | 7773.9707 | 6162.4959 | 4320.7842 | 2768.4731 | 2249.0937 | 1875.7223 | 1680.4733 | -3.2439 | 0.21611 | -5.7043 | -6.3205 | -2.8725
Non ferrous metals | 1095.5558 | 890.445 | 1354.981 | 1200.7943 | 1090.2571 | 1040.3607 | 984.9069 | 803.5605 | 727.113 | 655.6346 | 599.6698 | 2.148 | -2.1503 | -1.0111 | -2.9891 | -1.9086
Chemicals | 6866.628 | 8974.2043 | 6321.2405 | 6576.0467 | 6368.3901 | 4706.5547 | 4075.1209 | 3181.1806 | 2409.7744 | 2227.885 | 2303.0021 | -0.82416 | 0.07434 | -4.3663 | -5.1181 | -0.45217
Non metallic minerals | 16923.3004 | 18892.0414 | 12739.0685 | 10457.9338 | 11383.8891 | 11376.1674 | 10453.4155 | 9267.5287 | 8438.8299 | 8138.9669 | 7601.3042 | -2.8002 | -1.1184 | -0.84908 | -2.1181 | -1.0398
Paper and pulp | 3345.6538 | 3324.3596 | 1882.6381 | 2263.8392 | 2201.2662 | 1417.2966 | 733.9786 | 485.6047 | 406.2921 | 379.5104 | 375.1984 | -5.5877 | 1.5759 | -10.4014 | -5.7426 | -0.79301
Food, drink and tobacco | 4068.5204 | 4257.3138 | 2826.0352 | 2458.0543 | 1533.2785 | 2321.0137 | 1733.42 | 1655.0334 | 1409.4114 | 1277.4336 | 1055.6803 | -3.5785 | -5.9315 | 1.2344 | -2.048 | -2.8485
Engineering | 3124.5116 | 3219.6487 | 2681.4582 | 2410.9903 | 2644.6073 | 2777.1115 | 2861.7467 | 2784.8286 | 2784.6246 | 2851.5375 | 2912.8381 | -1.5175 | -0.13829 | 0.79222 | -0.27282 | 0.45116
Textiles | 2122.6933 | 1588.6079 | 666.4413 | 622.7138 | 556.5936 | 403.1341 | 326.6667 | 262.0928 | 220.0653 | 200.0377 | 188.4944 | -10.939 | -1.785 | -5.1895 | -3.8732 | -1.5366
Other industries | 2233.7944 | 7249.6659 | 6252.4752 | 6595.2664 | 6402.7494 | 6121.9953 | 5881.6865 | 5481.6684 | 5541.594 | 5692.4248 | 5814.9891 | 10.8411 | 0.23778 | -0.84525 | -0.59384 | 0.48273
Carbon intensity (in t CO2/toe) | 1.9852 | 1.9124 | 1.9749 | 1.8718 | 1.7925 | 1.6898 | 1.5035 | 1.3745 | 1.25 | 1.1984 | 1.1469 | -0.051784 | -0.96457 | -1.7429 | -1.8297 | -0.85665
Iron and steel | 2.6548 | 2.4187 | 2.539 | 2.733 | 2.7572 | 2.4098 | 1.8952 | 1.373 | 1.1115 | 0.91392 | 0.82298 | -0.44497 | 0.8277 | -3.6794 | -5.1961 | -2.9609
Non ferrous metals | 0.94071 | 0.75481 | 1.089 | 1.0416 | 1.0023 | 0.97221 | 0.95257 | 0.81731 | 0.77081 | 0.72319 | 0.67893 | 1.4741 | -0.82582 | -0.50757 | -2.0949 | -1.2613
Chemicals | 1.8375 | 1.9229 | 1.995 | 1.9265 | 1.8414 | 1.4553 | 1.3418 | 1.2059 | 0.96242 | 0.90777 | 0.91331 | 0.82575 | -0.79764 | -3.1159 | -3.2685 | -0.52234
Non metallic minerals | 2.6573 | 2.5097 | 2.806 | 2.6128 | 2.5371 | 2.4489 | 2.2581 | 2.1196 | 1.8884 | 1.7729 | 1.6927 | 0.54567 | -1.0021 | -1.1584 | -1.7719 | -1.0882
Paper and pulp | 1.5983 | 1.3357 | 1.317 | 1.1037 | 1.006 | 0.78756 | 0.43524 | 0.35 | 0.33238 | 0.36714 | 0.37104 | -1.9171 | -2.6578 | -8.037 | -2.6599 | 1.1062
Food, drink and tobacco | 1.5891 | 1.4776 | 1.2801 | 1.1644 | 0.71037 | 1.0412 | 0.77779 | 0.79392 | 0.68276 | 0.6138 | 0.49189 | -2.139 | -5.7193 | 0.91079 | -1.2946 | -3.2258
Engineering | 1.5911 | 1.4515 | 1.7173 | 1.7389 | 1.7076 | 1.6789 | 1.6081 | 1.4607 | 1.3747 | 1.3455 | 1.311 | 0.76674 | -0.056939 | -0.59847 | -1.5557 | -0.47357
Textiles | 1.7588 | 1.6151 | 1.532 | 1.5268 | 1.4876 | 1.3354 | 1.2099 | 1.09 | 1.0021 | 0.98437 | 0.97129 | -1.3708 | -0.29412 | -2.0453 | -1.8665 | -0.31167
Other industries | 0.97601 | 1.5951 | 1.6232 | 1.6078 | 1.5361 | 1.5282 | 1.5 | 1.4465 | 1.4287 | 1.4226 | 1.4065 | 5.2183 | -0.54956 | -0.23805 | -0.48548 | -0.15683
| 0 | 0 | 0 | 0 | 0 | 0 | 0 | 0 | 0 | 0 | 0 | 0 | 0 | 0 | 0 | 0
Source: PRIMES

## domestic
Spain:Reference scenario(REF2015f) | [15 empty] | RESIDENTIAL, SERVICES AND AGRICULTURE
| 2000 | 2005 | 2010 | 2015 | 2020 | 2025 | 2030 | 2035 | 2040 | 2045 | 2050 | '00-'10 | '10-'20 | '20-'30 | '30-'40 | '40-'50
Annual % Change
RESIDENTIAL SECTOR
Key indicators
Private Consumption (in Euro'13/capita) | 12896.484 | 14156.2072 | 13605.0914 | 14003.189 | 15622.5545 | 17481.2263 | 19315.0968 | 21039.7132 | 22389.4924 | 23149.3461 | 24395.5595 | 0.53633 | 1.3923 | 2.1444 | 1.488 | 0.86179
Population (mio) | 40.0497 | 43.2963 | 46.4866 | 46.3466 | 45.7123 | 44.9671 | 44.4953 | 44.3969 | 44.6513 | 45.1163 | 45.5914 | 1.5016 | -0.16782 | -0.26948 | 0.035013 | 0.20858
Number of households (mio) | 14.0034 | 16.6716 | 17.4623 | 17.4619 | 17.3619 | 17.2137 | 17.1465 | 17.2018 | 17.3661 | 17.5818 | 17.8211 | 2.232 | -0.057614 | -0.12476 | 0.12734 | 0.25896
Households size (inhabitants/household) | 2.86 | 2.597 | 2.6621 | 2.6542 | 2.6329 | 2.6123 | 2.595 | 2.581 | 2.5712 | 2.5661 | 2.5583 | -0.71443 | -0.11027 | -0.14491 | -0.092208 | -0.050249
Final Energy Demand (in ktoe) | 11999.9 | 15132 | 16919.6 | 15549.9291 | 15482.9104 | 14749.6245 | 14312.9553 | 14149.2289 | 14291.4235 | 14573.4281 | 14668.4029 | 3.4954 | -0.88343 | -0.78264 | -0.015054 | 0.2607
By end use
Heating and cooling (incl. cooking) | 9229.3628 | 11125.4446 | 12134.0235 | 10947.4194 | 10611.0219 | 9784.8293 | 9236.7729 | 9032.4339 | 9049.3125 | 9234.7233 | 9152.3185 | 2.774 | -1.3322 | -1.3774 | -0.20483 | 0.11325
Electric appliances and lighting | 2770.5372 | 4006.5554 | 4785.5765 | 4604.9627 | 4871.8886 | 4964.7951 | 5076.1825 | 5116.795 | 5242.111 | 5338.7049 | 5516.0844 | 5.6178 | 0.17891 | 0.41162 | 0.32217 | 0.51074
By fuel
Solids | 147.6 | 209.1 | 173 | 76.048 | 24.7297 | 25.2073 | 23.3974 | 22.983 | 21.3273 | 20.1614 | 18.0125 | 1.6005 | -17.6778 | -0.55226 | -0.92211 | -1.675
Oil | 4062.5 | 4288.3 | 3365.4 | 2807.4675 | 2369.3226 | 2128.1609 | 1963.0206 | 1872.6006 | 1834.231 | 1832.8109 | 1765.7165 | -1.8649 | -3.4486 | -1.8636 | -0.67629 | -0.37996
Gas | 2019.9 | 3187.5 | 4257.8 | 3426.9124 | 2839.132 | 2807.7264 | 2708.5908 | 2791.3906 | 2761.4305 | 2749.4642 | 2617.5444 | 7.7421 | -3.9715 | -0.46959 | 0.19339 | -0.53369
Electricity | 3750.6 | 5381.3 | 6507.2 | 6490.6282 | 6702.0692 | 6824.3116 | 6923.0141 | 7042.397 | 7251.08 | 7495.5132 | 7758.4194 | 5.6646 | 0.29551 | 0.32488 | 0.46407 | 0.67857
Heat | 0 | 0 | 0 | 0 | 2.66e-05 | 2.3495e-05 | 2.1321e-05 | 2.1381e-05 | 2.1581e-05 | 2.285e-05 | 2.2778e-05 | 0 | 0 | -2.1877 | 0.12117 | 0.54107
Other | 2019.3 | 2065.8 | 2616.2 | 2748.873 | 3547.6569 | 2964.2183 | 2694.9324 | 2419.8576 | 2423.3548 | 2475.4785 | 2508.71 | 2.6235 | 3.0925 | -2.7117 | -1.0566 | 0.34676
Energy intensity
Household income related (toe/MEuro'13) | 23.2331 | 24.6887 | 26.7523 | 23.9598 | 21.6804 | 18.7635 | 16.654 | 15.1475 | 14.2954 | 13.9537 | 13.1883 | 1.4204 | -2.0802 | -2.6031 | -1.5155 | -0.80285
Population related (toe/capita) | 0.29963 | 0.3495 | 0.36397 | 0.33551 | 0.3387 | 0.32801 | 0.32167 | 0.3187 | 0.32007 | 0.32302 | 0.32174 | 1.9644 | -0.71681 | -0.51454 | -0.050049 | 0.052015
CO2 EMISSIONS (in kt CO2) | 17069.1882 | 20855.5545 | 20516.5769 | 16525.7262 | 13569.1587 | 12835.3749 | 12117.3225 | 12050.4125 | 11853.2151 | 11810.7171 | 11288.5477 | 1.8566 | -4.05 | -1.1253 | -0.22013 | -0.48691
Carbon intensity
Household income related (t CO2/MEuro'13) | 33.0478 | 34.027 | 32.4396 | 25.4634 | 19.0006 | 16.3283 | 14.0992 | 12.9006 | 11.8565 | 11.3085 | 10.1495 | -0.18557 | -5.2085 | -2.9394 | -1.7175 | -1.5425
Population related (t CO2 per capita) | 0.4262 | 0.48169 | 0.44134 | 0.35657 | 0.29684 | 0.28544 | 0.27233 | 0.27142 | 0.26546 | 0.26178 | 0.2476 | 0.34976 | -3.8887 | -0.85808 | -0.25505 | -0.69404
Fuel consumption related (t CO2 per toe) | 1.4224 | 1.3782 | 1.2126 | 1.0628 | 0.8764 | 0.87022 | 0.8466 | 0.85167 | 0.82939 | 0.81043 | 0.76958 | -1.5835 | -3.1948 | -0.34532 | -0.2051 | -0.74567
SERVICES AND AGRICULTURE SECTOR
SECTORAL VALUE ADDED (in 000 MEuro'13) | 558.5609 | 653.8973 | 736.4385 | 754.9785 | 834.9299 | 923.9307 | 1013.3173 | 1105.0652 | 1184.7243 | 1239.0875 | 1318.6958 | 2.8032 | 1.2631 | 1.9552 | 1.5751 | 1.0771
Services | 531.1928 | 630.0518 | 710.6263 | 728.9244 | 808.4975 | 897.4026 | 986.6071 | 1078.3148 | 1157.9815 | 1212.4384 | 1292.0093 | 2.953 | 1.2987 | 2.0109 | 1.6145 | 1.1012
Market services | 311.7009 | 368.002 | 405.2199 | 429.5206 | 474.4383 | 529.5327 | 588.2619 | 651.0847 | 705.2893 | 742.5644 | 799.7816 | 2.6586 | 1.5895 | 2.1737 | 1.8309 | 1.2652
Non market services | 131.5109 | 155.217 | 185.5084 | 167.6248 | 185.9793 | 204.8595 | 218.9062 | 231.5788 | 241.6158 | 247.6901 | 256.0031 | 3.5 | 0.025359 | 1.6434 | 0.99195 | 0.58008
Trade | 88.431 | 106.8875 | 119.898 | 131.779 | 148.0799 | 163.0103 | 179.439 | 195.6512 | 211.0764 | 222.1839 | 236.2247 | 3.091 | 2.1335 | 1.9394 | 1.6371 | 1.132
Agriculture | 27.3681 | 23.8456 | 25.8123 | 26.0542 | 26.4324 | 26.5281 | 26.7103 | 26.7504 | 26.7428 | 26.6491 | 26.6865 | -0.58356 | 0.2377 | 0.10463 | 0.012186 | -0.021077
Final Energy Demand (in ktoe) | 9287.4 | 11712 | 13525.8 | 13440.8508 | 13908.0692 | 12869.996 | 12775.8952 | 12757.734 | 12766.6634 | 12922.6517 | 13301.1367 | 3.831 | 0.27909 | -0.8455 | -0.0072283 | 0.41096
By sector
Services | 6713.5 | 8601.8 | 11286 | 10658.0327 | 11157.9695 | 10227.4159 | 10199.5686 | 10233.1631 | 10296.799 | 10495.797 | 10899.1222 | 5.3317 | -0.11403 | -0.89406 | 0.094921 | 0.57011
Agriculture | 2573.9 | 3110.2 | 2239.8 | 2782.8181 | 2750.0996 | 2642.5801 | 2576.3266 | 2524.5708 | 2469.8644 | 2426.8547 | 2402.0146 | -1.3807 | 2.0737 | -0.6506 | -0.42112 | -0.27817
By end use
Heating and cooling | 4761.016 | 6347.8881 | 7889.8872 | 7893.227 | 7895.7517 | 7129.7402 | 6694.3141 | 6407.2543 | 6171.4143 | 5881.4854 | 5713.3224 | 5.181 | 0.0074304 | -1.6371 | -0.81001 | -0.76831
Electric appliances and lighting | 2168.903 | 2764.5199 | 3636.7558 | 3541.114 | 4013.8567 | 3824.4442 | 4213.7249 | 4533.2048 | 4833.8284 | 5329.697 | 5913.8551 | 5.3046 | 0.99149 | 0.48713 | 1.3824 | 2.0371
Agriculture specific uses | 2357.481 | 2599.592 | 1999.157 | 2033.2181 | 1998.4608 | 1915.8116 | 1867.8562 | 1817.2749 | 1761.4208 | 1711.4694 | 1673.9592 | -1.6352 | -0.0034829 | -0.67358 | -0.58499 | -0.508
By fuel
Solids | 20 | 31 | 50.4 | 30.6587 | 18.6553 | 11.3485 | 6.9039 | 4.2 | 2.5553 | 1.5547 | 0.94594 | 9.6832 | -9.4607 | -9.4623 | -9.4613 | -9.4595
Oil | 3734.8 | 4400.1 | 3096.9 | 3117.1285 | 2580.4283 | 2268.7807 | 2039.2441 | 1878.3328 | 1690.4613 | 1570.1474 | 1450.1885 | -1.8555 | -1.8079 | -2.3263 | -1.8583 | -1.5214
Gas | 723.8 | 1221 | 2262.2 | 2464.6188 | 2522.9598 | 2106.3594 | 1929.5948 | 1902.9804 | 1911.5659 | 1879.0489 | 1893.0882 | 12.0705 | 1.0969 | -2.6456 | -0.093829 | -0.097086
Electricity | 4732.3 | 5953.5 | 7945.9 | 7577.3372 | 8234.569 | 8099.8543 | 8447.7818 | 8678.9219 | 8852.2243 | 9148.6188 | 9608.8738 | 5.3191 | 0.35749 | 0.25596 | 0.46874 | 0.82356
Heat | 0 | 0 | 0 | 0 | 0.00016494 | 0.00018019 | 0.00019687 | 0.00021141 | 0.00022482 | 0.00023716 | 0.00025356 | 0 | 0 | 1.7852 | 1.3366 | 1.2102
Other | 76.5 | 106.4 | 170.4 | 251.1076 | 551.4567 | 383.6529 | 352.3704 | 293.2987 | 309.8564 | 323.2817 | 348.0401 | 8.338 | 12.4616 | -4.38 | -1.2775 | 1.1689
Energy intensity
Value added related (toe/MEuro'13) | 16.6274 | 17.9111 | 18.3665 | 17.803 | 16.6578 | 13.9296 | 12.608 | 11.5448 | 10.7761 | 10.4292 | 10.0866 | 0.99975 | -0.97177 | -2.747 | -1.5578 | -0.65903
Services | 12.6385 | 13.6525 | 15.8818 | 14.6216 | 13.8009 | 11.3967 | 10.338 | 9.49 | 8.892 | 8.6568 | 8.4358 | 2.3105 | -1.3946 | -2.8477 | -1.4954 | -0.52533
Agriculture | 94.0476 | 130.4309 | 86.7727 | 106.8089 | 104.0427 | 99.6142 | 96.4545 | 94.375 | 92.3561 | 91.0669 | 90.0085 | -0.80185 | 1.8317 | -0.75444 | -0.43326 | -0.25714
Population related (toe/capita) | 0.2319 | 0.27051 | 0.29096 | 0.29001 | 0.30425 | 0.28621 | 0.28713 | 0.28736 | 0.28592 | 0.28643 | 0.29175 | 2.2949 | 0.44766 | -0.57757 | -0.042227 | 0.20197
Services | 0.16763 | 0.19867 | 0.24278 | 0.22996 | 0.24409 | 0.22744 | 0.22923 | 0.23049 | 0.2306 | 0.23264 | 0.23906 | 3.7734 | 0.053887 | -0.62627 | 0.059887 | 0.36078
Agriculture | 0.064268 | 0.071835 | 0.048182 | 0.060044 | 0.060161 | 0.058767 | 0.057901 | 0.056864 | 0.055314 | 0.053791 | 0.052686 | -2.8397 | 2.2453 | -0.38215 | -0.45598 | -0.48573
CO2 EMISSIONS (in kt CO2) | 13249.4591 | 16521.6768 | 15006.381 | 15480.9622 | 13923.3538 | 11964.3692 | 10830.2913 | 10265.904 | 9692.6779 | 9246.6855 | 8902.9538 | 1.253 | -0.74628 | -2.4809 | -1.1036 | -0.84628
Services | 6748.8947 | 8668.7335 | 9505.8082 | 8704.0108 | 7699.2054 | 5853.6081 | 4853.963 | 4372.137 | 3969.1462 | 3649.4911 | 3409.1145 | 3.4846 | -2.0858 | -4.5084 | -1.9923 | -1.5095
Agriculture | 6500.5644 | 7852.9433 | 5500.5727 | 6776.9513 | 6224.1484 | 6110.7611 | 5976.3283 | 5893.7671 | 5723.5317 | 5597.1944 | 5493.8393 | -1.6565 | 1.2435 | -0.40548 | -0.43127 | -0.40875
Carbon intensity
Value added related (t CO2/MEuro'13) | 23.7207 | 25.2665 | 20.377 | 20.5052 | 16.6761 | 12.9494 | 10.688 | 9.2899 | 8.1814 | 7.4625 | 6.7513 | -1.5079 | -1.9843 | -4.3511 | -2.6372 | -1.9029
Services | 12.7052 | 13.7588 | 13.3767 | 11.9409 | 9.5229 | 6.5228 | 4.9199 | 4.0546 | 3.4276 | 3.01 | 2.6386 | 0.51636 | -3.3411 | -6.3908 | -3.5495 | -2.5823
Agriculture | 237.5237 | 329.3248 | 213.0992 | 260.1099 | 235.4741 | 230.3502 | 223.7464 | 220.3242 | 214.0211 | 210.0329 | 205.8656 | -1.0792 | 1.0034 | -0.50957 | -0.4434 | -0.38775
Population related (t CO2 per capita) | 0.33083 | 0.3816 | 0.32281 | 0.33403 | 0.30459 | 0.26607 | 0.2434 | 0.23123 | 0.21707 | 0.20495 | 0.19528 | -0.24494 | -0.57943 | -2.2174 | -1.1382 | -1.0527
Services | 0.16851 | 0.20022 | 0.20448 | 0.1878 | 0.16843 | 0.13018 | 0.10909 | 0.098478 | 0.088892 | 0.080891 | 0.074775 | 1.9537 | -1.9212 | -4.2504 | -2.0266 | -1.7145
Agriculture | 0.16231 | 0.18138 | 0.11833 | 0.14622 | 0.13616 | 0.13589 | 0.13431 | 0.13275 | 0.12818 | 0.12406 | 0.1205 | -3.1114 | 1.4137 | -0.13636 | -0.46612 | -0.61604
Fuel consumption related (t CO2 per toe) | 1.4266 | 1.4107 | 1.1095 | 1.1518 | 1.0011 | 0.92963 | 0.84771 | 0.80468 | 0.75922 | 0.71554 | 0.66934 | -2.4829 | -1.0225 | -1.6494 | -1.0965 | -1.2521
Services | 1.0053 | 1.0078 | 0.84227 | 0.81666 | 0.69002 | 0.57234 | 0.4759 | 0.42725 | 0.38547 | 0.34771 | 0.31279 | -1.7536 | -1.974 | -3.647 | -2.0853 | -2.0678
Agriculture | 2.5256 | 2.5249 | 2.4558 | 2.4353 | 2.2632 | 2.3124 | 2.3197 | 2.3346 | 2.3173 | 2.3064 | 2.2872 | -0.27962 | -0.81334 | 0.24673 | -0.01019 | -0.13095
| 0 | 0 | 0 | 0 | 0 | 0 | 0 | 0 | 0 | 0 | 0 | 0 | 0 | 0 | 0 | 0
Source: PRIMES

## transport
Spain:Reference scenario(REF2015f) | [15 empty] | TRANSPORT SECTOR
| 2000 | 2005 | 2010 | 2015 | 2020 | 2025 | 2030 | 2035 | 2040 | 2045 | 2050 | '00-'10 | '10-'20 | '20-'30 | '30-'40 | '40-'50
Annual % Change
Transport activity
Passenger transport activity (Gpkm) | 476.0761 | 535.4766 | 541.6305 | 561.4869 | 608.3164 | 661.1543 | 712.3637 | 766.2951 | 811.7742 | 843.1266 | 888.432 | 1.2984 | 1.1679 | 1.5915 | 1.3149 | 0.90644
Public road transport | 50.278 | 53.176 | 50.902 | 52.1791 | 53.4226 | 54.8546 | 56.4321 | 59.1531 | 61.8054 | 63.9071 | 65.9672 | 0.12342 | 0.48449 | 0.54954 | 0.91368 | 0.65379
Private cars(1) | 302.611 | 337.797 | 341.629 | 343.1491 | 360.6609 | 386.3296 | 412.969 | 439.3908 | 460.168 | 474.2441 | 498.0623 | 1.2202 | 0.5436 | 1.3636 | 1.0881 | 0.79448
Motorcycles | 7.6 | 8.6 | 10.14 | 10.5053 | 10.8724 | 11.7467 | 12.6194 | 13.3995 | 14.1757 | 14.8463 | 15.5144 | 2.9254 | 0.69987 | 1.5012 | 1.1698 | 0.90645
Rail | 25.374 | 27.624 | 28.6351 | 29.4689 | 36.1777 | 41.7989 | 47.7511 | 53.8046 | 59.8849 | 64.6207 | 70.4809 | 1.2164 | 2.3657 | 2.8145 | 2.29 | 1.6425
Aviation(2) | 88.5995 | 106.4779 | 108.5778 | 124.3726 | 145.2118 | 164.3552 | 180.4395 | 198.3156 | 213.4551 | 223.1902 | 236.0368 | 2.0542 | 2.9499 | 2.1958 | 1.6945 | 1.0107
Inland navigation | 1.6136 | 1.8017 | 1.7466 | 1.812 | 1.9709 | 2.0693 | 2.1526 | 2.2315 | 2.285 | 2.3182 | 2.3703 | 0.79498 | 1.2157 | 0.8856 | 0.59884 | 0.36727
Freight transport activity (Gtkm) | 180.3734 | 264.5303 | 226.5275 | 228.4672 | 247.1057 | 264.9857 | 281.8956 | 298.0067 | 313.0396 | 322.4896 | 334.6309 | 2.3045 | 0.87329 | 1.3259 | 1.0534 | 0.66921
Trucks(1) | 137.6945 | 217.0309 | 189.5383 | 190.5022 | 205.9008 | 220.2196 | 233.8999 | 247.4695 | 260.6518 | 268.7896 | 279.2189 | 3.2471 | 0.83147 | 1.2832 | 1.0888 | 0.69048
Rail | 11.614 | 11.585 | 9.211 | 10.3252 | 11.5713 | 13.1289 | 14.5431 | 15.4473 | 16.0243 | 16.5404 | 17.1945 | -2.2915 | 2.3075 | 2.3122 | 0.97467 | 0.70729
Inland navigation | 31.0649 | 35.9143 | 27.7782 | 27.6399 | 29.6336 | 31.6372 | 33.4526 | 35.0899 | 36.3635 | 37.1595 | 38.2175 | -1.112 | 0.64868 | 1.2196 | 0.83783 | 0.49853
Detailed Results
Activity indicators
Travel per person (km per capita) | 11887.1308 | 12367.7109 | 11651.3209 | 12114.9534 | 13307.4886 | 14703.0608 | 16009.8667 | 17260.0852 | 18180.2906 | 18687.8477 | 19486.8142 | -0.20017 | 1.3379 | 1.866 | 1.2794 | 0.69641
Freight activity per unit of GDP (tkm/000 Euro'13) | 202.0747 | 252.4155 | 207.2753 | 208.7959 | 204.7176 | 199.7346 | 194.8241 | 189.9477 | 186.8642 | 184.7014 | 180.5116 | 0.25443 | -0.12409 | -0.49412 | -0.41628 | -0.34527
Final Energy Demand (in ktoe) | 33083.8 | 39796.6 | 37180.0781 | 35033.4048 | 34516.1585 | 34655.7575 | 35160.9282 | 36154.0325 | 37007.076 | 37340.7867 | 38304.6081 | 1.1741 | -0.7407 | 0.18525 | 0.51305 | 0.34521
By transport mean
Road transport | 26495.2 | 31889.6 | 29836.1759 | 27549.1183 | 26267.7276 | 25827.1366 | 26303.2383 | 27105.1319 | 27796.8872 | 28157.8409 | 28987.5266 | 1.1947 | -1.2657 | 0.013511 | 0.55385 | 0.4203
Public road transport | 1354.0051 | 1407.7225 | 1319.0717 | 1328.6494 | 1328.785 | 1317.8523 | 1312.295 | 1342.5462 | 1377.3982 | 1403.848 | 1433.4711 | -0.26105 | 0.073394 | -0.1248 | 0.48536 | 0.39982
Motorcycles | 231.8806 | 256.9943 | 317.9286 | 328.5094 | 332.5248 | 349.6965 | 367.8021 | 382.0873 | 395.5536 | 407.6485 | 420.7032 | 3.2064 | 0.44989 | 1.0134 | 0.73006 | 0.61832
Private cars | 18422.8192 | 20351.3278 | 19558.4005 | 17769.9866 | 16220.5581 | 15687.2085 | 15853.6808 | 16310.5194 | 16697.9857 | 16868.7292 | 17380.7362 | 0.59994 | -1.8539 | -0.22852 | 0.52021 | 0.40155
Trucks | 6486.4951 | 9873.5553 | 8640.7751 | 8121.9729 | 8385.8598 | 8472.3793 | 8769.4604 | 9069.9789 | 9325.9498 | 9477.6152 | 9752.6161 | 2.9092 | -0.29901 | 0.44829 | 0.61715 | 0.44835
Rail | 708 | 1029.2 | 898.501 | 772.0241 | 872.2858 | 959.3915 | 1024.2298 | 1066.1162 | 1093.9421 | 1103.2459 | 1121.3578 | 2.4115 | -0.29567 | 1.6188 | 0.66064 | 0.24783
Aviation | 4486.1 | 5323.2 | 5388.8 | 6004.8401 | 6619.8936 | 7069.5051 | 6995.484 | 7111.8483 | 7222.0624 | 7174.2351 | 7273.1912 | 1.8503 | 2.0789 | 0.55338 | 0.31927 | 0.070571
Inland navigation | 1394.5 | 1554.6 | 1056.6013 | 707.4222 | 756.2515 | 799.7243 | 837.976 | 870.9361 | 894.1843 | 905.4647 | 922.5325 | -2.7366 | -3.2891 | 1.0314 | 0.65134 | 0.31259
By transport activity
Passenger transport | 25151.2693 | 27727.4307 | 26959.7853 | 25729.9676 | 24852.9184 | 24817.791 | 24952.4723 | 25608.2046 | 26190.5293 | 26374.2762 | 27056.8549 | 0.6968 | -0.81041 | 0.039985 | 0.48542 | 0.32596
Freight transport | 7932.5307 | 12069.1693 | 10220.2928 | 9303.4372 | 9663.2401 | 9837.9665 | 10208.4558 | 10545.8279 | 10816.5467 | 10966.5105 | 11247.7532 | 2.5664 | -0.55889 | 0.55038 | 0.58028 | 0.39168
By fuel
Solids | 0 | 0 | 0 | 0 | 0 | 0 | 0 | 0 | 0 | 0 | 0 | 0 | 0 | 0 | 0 | 0
Oil | 32861.3 | 39482.6 | 36821.1382 | 34651.7538 | 33861.9832 | 33861.5469 | 34169.8404 | 34960.768 | 35570.815 | 35658.5872 | 36323.0664 | 1.1443 | -0.83429 | 0.090545 | 0.40263 | 0.20949
Liquified petroleum gas | 82.4 | 49.4 | 20.9 | 25.0367 | 49.7557 | 53.8623 | 53.4111 | 49.5842 | 49.5572 | 53.2886 | 58.0052 | -12.819 | 9.0611 | 0.71145 | -0.74612 | 1.5865
Gasoline | 9151.8 | 7909.6 | 5934.4 | 4325.7296 | 3596.788 | 3146.0045 | 2918.5381 | 2826.7904 | 3060.9785 | 3332.2441 | 3709.2769 | -4.2394 | -4.884 | -2.0679 | 0.47766 | 1.9396
of which biofuels | 0 | 113.3 | 228.4602 | 166.8759 | 258.2579 | 224.3951 | 203.2891 | 196.7193 | 202.6808 | 218.2094 | 242.1047 | 0 | 1.2335 | -2.3649 | -0.029962 | 1.7933
Diesel oil | 18928.9 | 26119.2 | 25352.8382 | 24232.9872 | 23545.7812 | 23553.6507 | 24173.7146 | 24952.1886 | 25224.2042 | 25089.4034 | 25275.5487 | 2.9651 | -0.73671 | 0.26354 | 0.42629 | 0.020337
of which biofuels | 70.3 | 142.4 | 1181.3383 | 1251.7018 | 1801.9805 | 1789.7498 | 1787.8987 | 1839.3456 | 1760.9618 | 1730.6269 | 1739.3461 | 32.5995 | 4.3128 | -0.078423 | -0.15169 | -0.12343
Kerosene | 4486.1 | 5323.2 | 5388.8 | 6004.8401 | 6619.8936 | 7069.5051 | 6995.484 | 7111.8483 | 7222.0624 | 7174.2351 | 7273.1912 | 1.8503 | 2.0789 | 0.55338 | 0.31927 | 0.070571
of which biofuels | 0 | 0 | 0 | 0 | 0 | 0 | 0 | 17.2683 | 40.1953 | 112.6076 | 121.8806 | 0 | 0 | 0 | 0 | 11.7316
Residual fuel oil | 212.1 | 81.2 | 124.2 | 63.1601 | 49.7647 | 38.5243 | 28.6926 | 20.3566 | 14.0127 | 9.416 | 7.0444 | -5.211 | -8.7401 | -5.3578 | -6.916 | -6.6462
of which of biomass origin | 0 | 0 | 0 | 0 | 3.8084 | 2.9272 | 2.1218 | 1.5003 | 0.97797 | 0.64937 | 0.4846 | 0 | 0 | -5.6818 | -7.453 | -6.7808
Other liquids | 0 | 0 | 0 | 0 | 0 | 0 | 0 | 0 | 0 | 0 | 0 | 0 | 0 | 0 | 0 | 0
Gas | 10.4 | 0 | 93.8001 | 123.4023 | 261.6869 | 275.3706 | 311.1283 | 340.6398 | 388.4485 | 443.1295 | 512.287 | 24.5997 | 10.8046 | 1.7456 | 2.2444 | 2.8059
of which biogas | 0 | 0 | 0.0001098 | 0.025129 | 0.81976 | 4.2299 | 5.3166 | 8.2781 | 13.2748 | 14.6702 | 32.2524 | 0 | 143.9544 | 20.5576 | 9.582 | 9.2832
Methanol & ethanol | 0 | 0 | 1.9398 | 2.9982 | 9.9574 | 16.1025 | 21.5559 | 23.8802 | 27.9743 | 33.3029 | 40.1279 | 0 | 17.7709 | 8.0294 | 2.6406 | 3.6737
Liquified hydrogen | 0 | 0 | 0 | 0.054523 | 0.31101 | 2.0859 | 8.5411 | 25.3606 | 73.1599 | 121.7044 | 184.5811 | 0 | 0 | 39.2752 | 23.9584 | 9.6962
Electricity | 212.1 | 314 | 263.2 | 255.196 | 382.22 | 500.6516 | 649.8625 | 803.3839 | 946.6784 | 1084.0626 | 1244.5458 | 2.182 | 3.8013 | 5.451 | 3.8336 | 2.7734
Electricity in road transport (%) | 0 | 0 | 0 | 0.001659 | 0.1346 | 0.27695 | 0.52421 | 0.76307 | 0.97601 | 1.2244 | 1.5053 | 0 | 0 | 14.5634 | 6.413 | 4.4279
Biofuels in total fuels (excl.hydrogen and electricity) (%) | 0.21386 | 0.64763 | 3.8241 | 4.0876 | 6.0785 | 5.9655 | 5.8552 | 5.9079 | 5.6855 | 5.8394 | 5.9015 | 33.4257 | 4.7435 | -0.37368 | -0.29358 | 0.37347
Vehicles efficiency
Passenger transport activity (toe/Mpkm) | 47.2009 | 45.9281 | 42.4245 | 38.4612 | 33.9024 | 30.8366 | 28.6297 | 27.2082 | 26.1743 | 25.3421 | 24.6705 | -1.0612 | -2.2174 | -1.6762 | -0.89265 | -0.58995
Road transport | 55.5043 | 55.0989 | 52.637 | 47.8697 | 42.0793 | 38.3166 | 36.3756 | 35.2288 | 34.4511 | 33.7799 | 33.1897 | -0.52901 | -2.2138 | -1.446 | -0.54209 | -0.37231
Public road transport | 26.9304 | 26.4729 | 25.9139 | 25.4633 | 24.8731 | 24.0244 | 23.2544 | 22.6961 | 22.286 | 21.967 | 21.7301 | -0.38399 | -0.40911 | -0.67066 | -0.42444 | -0.25232
Private cars | 60.8795 | 60.2472 | 57.2504 | 51.785 | 44.9745 | 40.6058 | 38.3895 | 37.1208 | 36.2867 | 35.5697 | 34.8967 | -0.61274 | -2.3845 | -1.5707 | -0.56174 | -0.38983
Motorcycles | 30.5106 | 29.8831 | 31.3539 | 31.2708 | 30.5842 | 29.7697 | 29.1459 | 28.5151 | 27.9036 | 27.4579 | 27.117 | 0.27302 | -0.24825 | -0.48054 | -0.43461 | -0.28554
Rail | 6.6136 | 9.3916 | 9.3647 | 7.5785 | 7.4688 | 7.3933 | 7.0339 | 6.9008 | 6.782 | 6.6208 | 6.4634 | 3.5393 | -2.2368 | -0.59816 | -0.36403 | -0.4799
Aviation(3) | 30.858 | 30.468 | 26.6213 | 25.8973 | 24.521 | 22.9516 | 20.5971 | 19.0556 | 17.9519 | 17.0492 | 16.3688 | -1.466 | -0.81845 | -1.7287 | -1.3651 | -0.91896
Inland navigation | 302.8271 | 71.4625 | 61.5057 | 41.1993 | 41.0741 | 40.8326 | 40.5724 | 40.2908 | 39.9964 | 39.676 | 39.3212 | -14.7347 | -3.9571 | -0.1228 | -0.14289 | -0.17011
Freight transport activity (toe/Mtkm) | 43.9784 | 45.6249 | 45.1172 | 40.7211 | 39.1057 | 37.1264 | 36.2136 | 35.3879 | 34.5533 | 34.0058 | 33.6124 | 0.25599 | -1.4198 | -0.76539 | -0.46822 | -0.27569
Trucks | 47.1079 | 45.4938 | 45.5885 | 42.6345 | 40.7277 | 38.4724 | 37.4924 | 36.6509 | 35.7793 | 35.2603 | 34.9282 | -0.3273 | -1.1212 | -0.82429 | -0.46657 | -0.24047
Rail | 46.5116 | 66.4451 | 68.4336 | 53.1414 | 52.0325 | 49.5366 | 47.3322 | 44.9802 | 42.9226 | 40.8338 | 38.7223 | 3.9372 | -2.7028 | -0.9423 | -0.97318 | -1.0245
Inland navigation | 29.1599 | 39.7014 | 34.1698 | 22.8933 | 22.7882 | 22.6072 | 22.4389 | 22.2579 | 22.0769 | 21.8918 | 21.7002 | 1.5981 | -3.97 | -0.15436 | -0.16252 | -0.17194
Energy intensity
Income related (toe/MEuro'13) | 37.0642 | 37.974 | 34.0202 | 32.017 | 28.5953 | 26.122 | 24.3005 | 23.0444 | 22.0908 | 21.3864 | 20.6628 | -0.85331 | -1.7221 | -1.6143 | -0.94881 | -0.66602
Passenger transport (household income related) | 48.6955 | 45.2388 | 42.6272 | 39.6455 | 34.801 | 31.5716 | 29.0337 | 27.4149 | 26.1978 | 25.2527 | 24.3267 | -1.3221 | -2.008 | -1.7956 | -1.0225 | -0.73829
Freight transport (GDP related) | 8.8869 | 11.5164 | 9.3517 | 8.5024 | 8.0056 | 7.4154 | 7.0553 | 6.7218 | 6.4568 | 6.2809 | 6.0674 | 0.51107 | -1.5421 | -1.2557 | -0.88255 | -0.62001
Population related (toe/capita) | 0.82607 | 0.91917 | 0.7998 | 0.7559 | 0.75507 | 0.77069 | 0.79022 | 0.81434 | 0.8288 | 0.82766 | 0.84017 | -0.32262 | -0.57384 | 0.45596 | 0.47787 | 0.13634
Passenger transport | 0.628 | 0.64041 | 0.57995 | 0.55516 | 0.54368 | 0.55191 | 0.56079 | 0.5768 | 0.58656 | 0.58458 | 0.59346 | -0.79289 | -0.64367 | 0.31031 | 0.45025 | 0.11713
Freight transport | 0.19807 | 0.27876 | 0.21985 | 0.20074 | 0.21139 | 0.21878 | 0.22943 | 0.23753 | 0.24224 | 0.24307 | 0.24671 | 1.0491 | -0.39173 | 0.82208 | 0.54508 | 0.18272
CO2 EMISSIONS (in kt CO2) | 98693.188 | 119463.3402 | 108296.3175 | 101861.7328 | 97835.5004 | 98045.5361 | 99205.3578 | 101537.237 | 103629.8725 | 103809.1945 | 105781.0038 | 0.93288 | -1.0107 | 0.13914 | 0.43729 | 0.20566
Road transport | 79479.6875 | 96417.9594 | 86838.2354 | 80193.5615 | 74262.3398 | 72982.9736 | 74301.8653 | 76365.4155 | 78261.8748 | 78926.3612 | 80727.2861 | 0.88939 | -1.5523 | 0.0053211 | 0.5206 | 0.31064
Rail | 1536.3869 | 2215.8175 | 1968.273 | 1519.8609 | 1503.2707 | 1518.0282 | 1469.6593 | 1347.5348 | 1206.2396 | 1049.8261 | 903.4421 | 2.5082 | -2.6591 | -0.22587 | -1.9558 | -2.8491
Aviation | 13485.534 | 16001.9158 | 16199.1141 | 18050.9744 | 19899.8686 | 21251.4326 | 21028.92 | 21326.8093 | 21589.2007 | 21227.7521 | 21497.3456 | 1.8503 | 2.0789 | 0.55338 | 0.26329 | -0.042628
Inland navigation | 4191.5797 | 4827.6475 | 3290.6951 | 2097.336 | 2170.0213 | 2293.1017 | 2404.9132 | 2497.4774 | 2572.5573 | 2605.2551 | 2652.93 | -2.3907 | -4.0781 | 1.0331 | 0.67614 | 0.30812
Carbon intensity (in t CO2/toe) | 2.9831 | 3.0018 | 2.9128 | 2.9076 | 2.8345 | 2.8291 | 2.8215 | 2.8085 | 2.8003 | 2.78 | 2.7616 | -0.23846 | -0.27201 | -0.046023 | -0.075372 | -0.13906
Road transport | 2.9998 | 3.0235 | 2.9105 | 2.9109 | 2.8271 | 2.8258 | 2.8248 | 2.8174 | 2.8155 | 2.803 | 2.7849 | -0.30167 | -0.2902 | -0.0081883 | -0.033069 | -0.1092
Rail | 2.17 | 2.153 | 2.1906 | 1.9687 | 1.7234 | 1.5823 | 1.4349 | 1.264 | 1.1027 | 0.95158 | 0.80567 | 0.094438 | -2.3705 | -1.8152 | -2.5993 | -3.0893
Aviation | 3.0061 | 3.0061 | 3.0061 | 3.0061 | 3.0061 | 3.0061 | 3.0061 | 2.9988 | 2.9893 | 2.9589 | 2.9557 | 3.1724e-10 | 0 | 0 | -0.055796 | -0.11312
Inland navigation | 3.0058 | 3.1054 | 3.1144 | 2.9648 | 2.8694 | 2.8674 | 2.8699 | 2.8676 | 2.877 | 2.8773 | 2.8757 | 0.35563 | -0.81589 | 0.0016139 | 0.024646 | -0.004465
Final Energy Demand in other sectors classified in transport (in ktoe)(4),(5) | 145.8 | 147.1 | 13.8 | 14.7088 | 15.9146 | 17.0471 | 17.9473 | 18.8571 | 19.613 | 20.0811 | 20.6656 | -21.0027 | 1.4359 | 1.2093 | 0.89145 | 0.52418
Oil | 0 | 2.2737e-13 | 4.7748e-12 | 0 | 0 | 0 | 0 | 0 | 0 | 7.276e-12 | 0 | 0 | -100 | 0 | 0 | 0
Gas | 0 | 0 | 0 | 0 | 0 | 0 | 0 | 5.6843e-14 | 5.6843e-14 | 5.6843e-14 | 0 | 0 | 0 | 0 | 0 | -100
Electricity | 145.8 | 147.1 | 13.8 | 14.7088 | 15.9146 | 17.0471 | 17.9473 | 18.8571 | 19.613 | 20.0811 | 20.6656 | -21.0027 | 1.4359 | 1.2093 | 0.89145 | 0.52418
CO2 EMISSIONS in other sectors classified in transport (in kt CO2)(4),(5) | 0 | 7.0444e-13 | 1.4793e-11 | 0 | 0 | 0 | 0 | 0 | 0 | 0 | 0 | 0 | -100 | 0 | 0 | 0
(1) Including light commercial vehicles.
(2) Domestic and international intra-EU aviation activity.
(3) Calculated based on aviation activity covering domestic, international intra-EU and international extra-EU to ensure higher consistency with bunker fuels.
(4) As in EUROSTAT balances , fuel consumption of airport utility vehicles, port cranes and pipeline transport are classified in final demand of transport.
(5) Fuel consumption other than electricity of airport utility vehicles, port cranes are classified in PRIMES model in final demand of road transport.
Source: PRIMES

## transport_detail
Spain:Reference scenario(REF2015f) | [15 empty] | TRANSPORT SECTOR
| 2005 | 2010 | 2015 | 2020 | 2025 | 2030 | 2035 | 2040 | 2045 | 2050 | '95-'00 | '00-'10 | '10-'20 | '20-'30 | '30-'40 | '40-'50
Annual % Change
Transport activity - details
Passenger rail (Gpkm) | 27.624 | 28.6351 | 29.4689 | 36.1777 | 41.7989 | 47.7511 | 53.8046 | 59.8849 | 64.6207 | 70.4809 | 0 | 0 | 2.3657 | 2.8145 | 2.29 | 1.6425
Conventional rail | 19.3 | 10.6701 | 10.6655 | 12.0478 | 14.2708 | 15.3929 | 17.5068 | 19.8741 | 21.639 | 23.8819 | 0 | 0 | 1.2218 | 2.4805 | 2.5881 | 1.854
High speed rail | 2.324 | 11.715 | 12.4662 | 17.7045 | 20.7869 | 25.2682 | 28.8698 | 32.2665 | 34.9972 | 38.3879 | 0 | 0 | 4.2159 | 3.6213 | 2.4749 | 1.7523
Tram and metro | 6 | 6.25 | 6.3372 | 6.4254 | 6.7411 | 7.09 | 7.428 | 7.7443 | 7.9845 | 8.2112 | 0 | 0 | 0.27723 | 0.98911 | 0.88655 | 0.58718
International extra-EU aviation | 68.2368 | 93.8467 | 107.4989 | 124.7568 | 143.6629 | 159.1955 | 174.9008 | 188.8456 | 197.6051 | 208.2965 | 0 | 0 | 2.888 | 2.4676 | 1.7226 | 0.98515
Road freight (Gtkm) | 217.0309 | 189.5383 | 190.5022 | 205.9008 | 220.2196 | 233.8999 | 247.4695 | 260.6518 | 268.7896 | 279.2189 | 0 | 0 | 0.83147 | 1.2832 | 1.0888 | 0.69048
of which international road freight transit | 4.728 | 4.1805 | 4.2804 | 4.6343 | 4.8688 | 5.1121 | 5.3183 | 5.5166 | 5.6869 | 5.8182 | 0 | 0 | 1.0358 | 0.98617 | 0.76443 | 0.53367
Maritime freight (Gtkm) | 1751.6831 | 1655.6239 | 1856.5202 | 1972.0777 | 2083.7383 | 2192.7017 | 2310.244 | 2427.1128 | 2525.5131 | 2626.909 | 0 | 0 | 1.7645 | 1.0661 | 1.0209 | 0.79419
Inland navigation | 35.9143 | 27.7782 | 27.6399 | 29.6336 | 31.6372 | 33.4526 | 35.0899 | 36.3635 | 37.1595 | 38.2175 | 0 | 0 | 0.64868 | 1.2196 | 0.83783 | 0.49853
International maritime (bunkers) | 1715.7687 | 1627.8458 | 1828.8803 | 1942.4441 | 2052.1011 | 2159.2491 | 2275.1541 | 2390.7493 | 2488.3536 | 2588.6915 | 0 | 0 | 1.7826 | 1.0638 | 1.0237 | 0.79863
Marine bunkers
Bunker fuels (ktoe) | 7846.7 | 8347.2 | 9246.4402 | 9645.9468 | 9947.9411 | 10233.2238 | 10355.4082 | 10444.6619 | 10554.262 | 10744.5503 | 0 | 0 | 1.4566 | 0.59277 | 0.20472 | 0.28348
CO2 emissions (kt CO2) | 25254.2453 | 26803.6399 | 29634.3505 | 30771.2231 | 31651.2357 | 32500.1194 | 32765.4725 | 32954.9908 | 33303.5482 | 33858.9424 | 0 | 0 | 1.39 | 0.54814 | 0.13909 | 0.27097
| 0 | 0 | 0 | 0 | 0 | 0 | 0 | 0 | 0 | 0 | 0 | 0 | 0 | 0 | 0 | 0
Total stock per category and per fuel (in thousand vehicles) | 25158.244 | 27513.366 | 27188.6811 | 28621.4256 | 29848.5237 | 30652.6515 | 32775.8268 | 34805.6479 | 36777.8726 | 39354.2097 | 0 | 0 | 0.39562 | 0.68799 | 1.2787 | 1.2358
Light duty vehicles (passenger cars, vans) | 24381.5901 | 26784.7006 | 26373.3033 | 27734.8883 | 28927.3424 | 29675.7615 | 31738.1011 | 33719.2408 | 35654.1967 | 38186.4004 | 0 | 0 | 0.34921 | 0.67869 | 1.2856 | 1.2519
Diesel Conventional | 11823.5395 | 16342.184 | 18134.3134 | 19029.1412 | 19065.0227 | 18890.5913 | 19541.9582 | 19472.8648 | 19112.9275 | 18793.0082 | 0 | 0 | 1.5339 | -0.073049 | 0.30404 | -0.35474
Diesel Hybrid | 0 | 7.7301 | 50.3902 | 844.7131 | 2263.2186 | 3340.614 | 4244.2195 | 4828.0371 | 5197.9137 | 5579.4295 | 0 | 0 | 59.9014 | 14.7392 | 3.7515 | 1.457
Diesel plug-in hybrid | 0 | 0 | 2.763 | 205.2469 | 460.6343 | 887.0312 | 1331.1754 | 1844.442 | 2476.681 | 3161.6275 | 0 | 0 | 0 | 15.7621 | 7.5951 | 5.537
Gasoline Conventional | 12495.9612 | 10280.3016 | 7808.5125 | 6420.9209 | 4916.3177 | 3699.6352 | 3093.6421 | 2732.6078 | 2474.6477 | 2312.3481 | 0 | 0 | -4.5976 | -5.364 | -2.9843 | -1.6561
Gasoline Hybrid | 1.3691 | 33.3674 | 202.4629 | 761.5018 | 1584.5123 | 2059.2912 | 2542.8716 | 3574.5982 | 4759.4356 | 6221.4493 | 0 | 0 | 36.7209 | 10.4599 | 5.6698 | 5.6979
Gasoline plug-in hybrid | 0 | 0 | 0.91563 | 60.4965 | 117.4971 | 184.0404 | 242.1748 | 294.1331 | 359.3568 | 418.9859 | 0 | 0 | 0 | 11.7682 | 4.8004 | 3.6014
LPG | 60.7203 | 42.7262 | 50.9586 | 104.6791 | 123.341 | 122.5248 | 112.5271 | 109.5853 | 117.352 | 127.8575 | 0 | 0 | 9.3746 | 1.5866 | -1.1099 | 1.5541
CNG | 0 | 76.3217 | 118.676 | 268.8347 | 304.3174 | 297.3382 | 275.1348 | 267.422 | 285.8699 | 312.0194 | 0 | 0 | 13.4184 | 1.0128 | -1.0548 | 1.5543
Electric | 0 | 0 | 0.42057 | 25.0365 | 64.7416 | 145.3524 | 259.5904 | 374.8569 | 496.7447 | 677.6813 | 0 | 0 | 0 | 19.2298 | 9.9371 | 6.1002
Other | 0 | 2.0695 | 3.8906 | 14.3178 | 27.7397 | 49.3427 | 94.8072 | 220.6936 | 373.2678 | 581.9938 | 0 | 0 | 21.3392 | 13.1709 | 16.16 | 10.1826
Heavy duty vehicles (heavy goods vehicles, buses and coaches) | 776.6539 | 728.6654 | 815.3779 | 886.5373 | 921.1813 | 976.89 | 1037.7257 | 1086.4071 | 1123.6759 | 1167.8093 | 0 | 0 | 1.9804 | 0.97523 | 1.0682 | 0.72515
Diesel Conventional | 776.5424 | 728.2528 | 813.2447 | 872.9077 | 883.8121 | 895.1913 | 903.7678 | 897.8651 | 876.2551 | 864.9159 | 0 | 0 | 1.8283 | 0.25239 | 0.029829 | -0.37318
Diesel Hybrid | 0 | 0.3178 | 2.0867 | 13.5602 | 36.7291 | 76.5919 | 122.939 | 171.1412 | 224.888 | 274.8811 | 0 | 0 | 45.5497 | 18.9027 | 8.372 | 4.8526
LPG | 0.11148 | 0.09438 | 0.045646 | 0.011626 | 0.031677 | 0.065642 | 0.11271 | 0.16164 | 0.21886 | 0.26568 | 0 | 0 | -18.8935 | 18.898 | 9.4299 | 5.095
LNG | 0 | 0.00039187 | 0.00081368 | 0.056209 | 0.5781 | 4.9329 | 10.7078 | 16.9519 | 21.9597 | 27.3385 | 0 | 0 | 64.3108 | 56.4335 | 13.1388 | 4.8952
Electric | 0 | 0 | 1.4776e-05 | 0.0014529 | 0.028828 | 0.10352 | 0.18952 | 0.27034 | 0.32215 | 0.35878 | 0 | 0 | 0 | 53.2081 | 10.0744 | 2.8708
Other | 0 | 0 | 6.111e-06 | 0.00016939 | 0.0015004 | 0.0047818 | 0.0088872 | 0.016855 | 0.032137 | 0.049343 | 0 | 0 | 0 | 39.6591 | 13.426 | 11.3399
Passenger car specific CO2 emissions (gCO2/km) | 241.9845 | 216.2936 | 196.2748 | 164.0687 | 147.2427 | 138.5539 | 133.2082 | 129.7192 | 126.2344 | 122.5018 | 0 | 0 | -2.7257 | -1.6761 | -0.6567 | -0.57083
Source: PRIMES

## power generation
Spain:Reference scenario(REF2015f) | [15 empty] | POWER GENERATION SECTOR (1,2)
| 2000 | 2005 | 2010 | 2015 | 2020 | 2025 | 2030 | 2035 | 2040 | 2045 | 2050 | '00-'10 | '10-'20 | '20-'30 | '30-'40 | '40-'50
Annual % Change
Electricity consumption (in GWh) | 225323.2558 | 288051.1628 | 289934.8837 | 273968.4366 | 287410.0936 | 286711.2395 | 291722.4592 | 297327.6507 | 302858.4123 | 311009.4685 | 324075.6515 | 2.5533 | -0.087424 | 0.14904 | 0.37533 | 0.67941
Final energy demand | 188424.4186 | 242179.0698 | 244755.814 | 233217.5107 | 246567.3957 | 249245.3175 | 256653.2071 | 263192.6921 | 270227.9847 | 279228.178 | 290893.5137 | 2.6501 | 0.073771 | 0.40171 | 0.51673 | 0.73963
Industry (incl.electricity for process CCS) | 85624.4186 | 105017.4419 | 73475.5814 | 66498.0899 | 68256.085 | 69688.7519 | 70157.791 | 70825.7165 | 71744.3145 | 72852.8788 | 74236.4826 | -1.5185 | -0.73416 | 0.27518 | 0.22387 | 0.34205
Households | 43611.6279 | 62573.2558 | 75665.1163 | 75472.4212 | 77931.0368 | 79352.4602 | 80500.1644 | 81888.3376 | 84314.8838 | 87157.1305 | 90214.1795 | 5.6646 | 0.29551 | 0.32488 | 0.46407 | 0.67857
Tertiary | 55026.7442 | 69226.7442 | 92394.186 | 88108.5716 | 95750.8019 | 94184.3529 | 98230.021 | 100917.6966 | 102932.8406 | 106379.2881 | 111731.091 | 5.3191 | 0.35749 | 0.25596 | 0.46874 | 0.82356
Transport | 4161.6279 | 5361.6279 | 3220.9302 | 3138.428 | 4629.472 | 6019.7525 | 7765.2306 | 9560.9414 | 11235.9458 | 12838.8807 | 14711.7606 | -2.5298 | 3.6943 | 5.3082 | 3.7637 | 2.7319
Energy branch | 17632.5581 | 19916.2791 | 17193.0233 | 15519.3418 | 15375.6018 | 13112.9646 | 11228.0686 | 10958.3324 | 10106.7584 | 9778.9301 | 11554.4244 | -0.25212 | -1.111 | -3.0948 | -1.0466 | 1.3476
Own consumption & pumping | 12063.9535 | 14981.3953 | 13354.6512 | 12059.6351 | 11919.109 | 9687.9078 | 7726.0353 | 7221.9737 | 5774.647 | 4838.9675 | 5755.9534 | 1.0216 | -1.1308 | -4.2428 | -2.8692 | -0.032419
Refineries & other uses | 5568.6047 | 4934.8837 | 3838.3721 | 3459.7068 | 3456.4928 | 3425.0568 | 3502.0333 | 3736.3587 | 4332.1114 | 4939.9627 | 5798.471 | -3.6526 | -1.0425 | 0.13098 | 2.1499 | 2.9583
Transmission and distribution losses | 19262.7907 | 25955.814 | 27395.3488 | 25231.5841 | 25467.096 | 24352.9574 | 23841.1836 | 23176.6262 | 22523.6692 | 22002.3604 | 21627.7134 | 3.5847 | -0.7272 | -0.65756 | -0.56686 | -0.40509
Electricity supply (in GWh) | 225323.2558 | 288051.1628 | 289934.8837 | 273968.4366 | 287410.0936 | 286711.2395 | 291722.4592 | 297327.6507 | 302858.4123 | 311009.4685 | 324075.6515 | 2.5533 | -0.087424 | 0.14904 | 0.37533 | 0.67941
Net imports | 4440.6977 | -1343.0233 | -8331.3953 | -1326.8638 | 4413.808 | 6349.4436 | 4670.2732 | -4095.4286 | -4455.6232 | -4369.833 | -4373.3444 | 0 | 0 | 0.5664 | 0 | -0.18622
Nuclear power plants production | 62195.3488 | 57529.0698 | 61979.0698 | 58065.93 | 58065.93 | 57757.3396 | 57521.4372 | 57521.4372 | 24921.2562 | 0 | 0 | -0.034829 | -0.65005 | -0.09417 | -8.0241 | 0
Generation from hydro, wind, solar, tidal etc. | 32995.3488 | 39603.4884 | 92982.5581 | 96888.0966 | 105607.9381 | 121747.6326 | 153905.0808 | 172971.6474 | 202484.4742 | 233660.8144 | 269643.7553 | 10.9162 | 1.2814 | 3.8378 | 2.7812 | 2.9058
Thermal power plants production (incl. biomass/waste) | 125691.8605 | 192261.6279 | 143304.6512 | 120341.2739 | 119322.4174 | 100856.8237 | 75625.668 | 70929.9946 | 79908.3051 | 81718.4871 | 58805.2405 | 1.32 | -1.8148 | -4.4579 | 0.55236 | -3.0199
of which in CHP power plants | 21334.8247 | 24246.6309 | 23385.6106 | 26843.1515 | 14306.7023 | 14707.1785 | 16927.9077 | 28670.3631 | 31594.2716 | 32130.7966 | 24961.7918 | 0.92203 | -4.7951 | 1.6966 | 6.4389 | -2.3288
Distributed Steam/Heat consumption (in GWh) | 9.0949e-13 | -2.7285e-12 | -3.638e-12 | 257.1642 | 1639.5866 | 4152.3853 | 8122.0191 | 10480.6388 | 12798.2763 | 11410.6337 | 11058.7094 | 0 | 0 | 17.3527 | 4.6523 | -1.4503
Final energy demand | 0 | 0 | 0 | 92.3359 | 1376.5561 | 3496.2132 | 6813.0248 | 8521.8031 | 10192.1459 | 8809.9351 | 8460.1628 | 0 | 0 | 17.3423 | 4.11 | -1.8453
Industry | 0 | 0 | 0 | 92.3359 | 1376.5539 | 3496.2109 | 6813.0222 | 8521.8004 | 10192.1431 | 8809.9321 | 8460.1596 | 0 | 0 | 17.3423 | 4.11 | -1.8453
Households | 0 | 0 | 0 | 0 | 0.0003093 | 0.0002732 | 0.00024792 | 0.00024861 | 0.00025094 | 0.00026569 | 0.00026486 | 0 | 0 | -2.1877 | 0.12117 | 0.54107
Tertiary | 0 | 0 | 0 | 0 | 0.0019179 | 0.0020953 | 0.0022892 | 0.0024582 | 0.0026142 | 0.0027577 | 0.0029484 | 0 | 0 | 1.7852 | 1.3366 | 1.2102
Energy branch | -9.0949e-13 | 0 | 0 | 164.8283 | 263.0305 | 656.172 | 1308.9943 | 1958.8357 | 2606.1304 | 2600.6987 | 2598.5466 | 0 | 0 | 17.4068 | 7.1287 | -0.029138
Transmission and distribution losses | 1.819e-12 | -2.7285e-12 | -3.638e-12 | 0 | 0 | 0 | 0 | 0 | 0 | 0 | 0 | 0 | 0 | 0 | 0 | 0
Distributed Steam/Heat supply (in GWh) | 0 | 0 | -7.276e-12 | 257.1642 | 1639.5844 | 4152.3829 | 8122.0165 | 10480.636 | 12798.2746 | 11410.6319 | 11058.7075 | 0 | 0 | 17.3527 | 4.6523 | -1.4503
CHP power plants production (A) | 0 | 0 | -7.276e-12 | 257.1642 | 1639.5844 | 4152.3829 | 8122.0165 | 10480.636 | 12798.2746 | 11410.6319 | 11058.7075 | 0 | 0 | 17.3527 | 4.6523 | -1.4503
District Heating units production | 0 | 0 | 0 | 0 | 0 | 0 | 0 | 0 | 0 | 0 | 0 | 0 | 0 | 0 | 0 | 0
Gross Electricity generation by fuel type (in GWh) | 220921 | 289445 | 298320 | 275295.3005 | 282996.2855 | 280361.7959 | 287052.1861 | 301423.0792 | 307314.0355 | 315379.3015 | 328448.9958 | 3.0492 | -0.52594 | 0.1424 | 0.68439 | 0.66733
Nuclear energy | 62206 | 57539 | 61990 | 58065.93 | 58065.93 | 57757.3396 | 57521.4372 | 57521.4372 | 24921.2562 | 0 | 0 | -0.034778 | -0.65181 | -0.09417 | -8.0241 | 0
Renewables | 35101 | 42714 | 98435 | 101401.6526 | 111579.7202 | 129664.7341 | 162864.7177 | 183098.0152 | 214022.2689 | 247672.9019 | 282161.1484 | 10.8621 | 1.2613 | 3.8542 | 2.7693 | 2.8025
Hydro | 28256 | 18393 | 42304 | 33177.1142 | 33275.3146 | 33443.9179 | 33500.4568 | 33530.7094 | 33515.2029 | 34567.2333 | 34829.3436 | 4.1183 | -2.3721 | 0.067455 | 0.0044009 | 0.38535
Wind | 4727 | 21176 | 44271 | 51664.9981 | 56321.6065 | 58667.5924 | 72043.4365 | 73653.025 | 86104.3441 | 110504.2774 | 127647.6799 | 25.0701 | 2.4367 | 2.4925 | 1.7989 | 4.0157
Solar, tidal etc. | 18 | 41 | 7186 | 12045.9843 | 16011.017 | 29636.1222 | 48361.1875 | 65787.913 | 82864.9272 | 88589.3038 | 107166.7319 | 82.021 | 8.3411 | 11.6883 | 5.5328 | 2.6051
Biomass & waste | 2100 | 3104 | 4674 | 4513.5561 | 5971.7821 | 7917.1015 | 8959.6369 | 10126.3678 | 11537.7947 | 14012.0875 | 12517.3931 | 8.3296 | 2.4806 | 4.1403 | 2.5612 | 0.81824
Geothermal heat | 0 | 0 | 0 | 0 | 0 | 0 | 0 | 0 | 0 | 0 | 0 | 0 | 0 | 0 | 0 | 0
Fossil fuels | 123614 | 189192 | 137895 | 115827.7178 | 113350.6353 | 92939.7222 | 66666.0311 | 60803.6268 | 68370.5104 | 67706.3996 | 46287.8475 | 1.0993 | -1.941 | -5.1695 | 0.25278 | -3.8255
Coal and lignite | 79094 | 84047 | 25493 | 57621.1932 | 56432.0989 | 34503.0374 | 15178.9964 | 4266.3025 | 3206.5485 | 246.2517 | 540.1006 | -10.7049 | 8.2706 | -12.3056 | -14.3989 | -16.3158
Petroleum products | 22578 | 24420 | 16562 | 4988.0811 | 561.2121 | 1706.9399 | 1610.9724 | 1518.6471 | 3183.8897 | 3271.2564 | 1484.3043 | -3.0511 | -28.7145 | 11.121 | 7.0501 | -7.3476
Natural gas | 20178 | 79011 | 94851 | 52251.655 | 55555.3012 | 55828.012 | 49119.5144 | 54443.799 | 61576.242 | 63875.0677 | 44032.8873 | 16.7391 | -5.2087 | -1.2237 | 2.2859 | -3.2978
Coke & blast-furnace gasses | 1764 | 1714 | 989 | 966.7886 | 802.0231 | 901.7329 | 756.5479 | 574.8781 | 403.8302 | 313.8239 | 230.5552 | -5.6222 | -2.0738 | -0.58202 | -6.0847 | -5.4509
Other fuels (hydrogen, methanol)(D) | 0 | 0 | 0 | 0 | 0 | 0 | 0 | 0 | 0 | 0 | 0 | 0 | 0 | 0 | 0 | 0
Gross Electricity generation by fuel type (in %) | 100 | 100 | 100 | 100 | 100 | 100 | 100 | 100 | 100 | 100 | 100
Nuclear energy | 28.1576 | 19.8791 | 20.7797 | 21.0922 | 20.5183 | 20.601 | 20.0387 | 19.0833 | 8.1094 | 0 | 0
Renewables | 15.8885 | 14.7572 | 32.9964 | 36.8338 | 39.428 | 46.2491 | 56.737 | 60.7445 | 69.6429 | 78.5318 | 85.9071
Hydro | 12.7901 | 6.3546 | 14.1807 | 12.0515 | 11.7582 | 11.9288 | 11.6705 | 11.1241 | 10.9058 | 10.9605 | 10.6042
Wind | 2.1397 | 7.3161 | 14.8401 | 18.7671 | 19.9019 | 20.9257 | 25.0977 | 24.4351 | 28.0184 | 35.0385 | 38.8638
Solar, tidal etc. | 0.0081477 | 0.014165 | 2.4088 | 4.3757 | 5.6577 | 10.5707 | 16.8475 | 21.8258 | 26.9643 | 28.0898 | 32.6281
Biomass & waste | 0.95057 | 1.0724 | 1.5668 | 1.6395 | 2.1102 | 2.8239 | 3.1213 | 3.3595 | 3.7544 | 4.4429 | 3.8111
Geothermal heat | 0 | 0 | 0 | 0 | 0 | 0 | 0 | 0 | 0 | 0 | 0
Fossil fuels | 55.9539 | 65.3637 | 46.2239 | 42.074 | 40.0538 | 33.1499 | 23.2244 | 20.1722 | 22.2478 | 21.4682 | 14.0929
Coal and lignite | 35.8019 | 29.0373 | 8.5455 | 20.9307 | 19.9409 | 12.3066 | 5.2879 | 1.4154 | 1.0434 | 0.078081 | 0.16444
Petroleum products | 10.2199 | 8.4368 | 5.5518 | 1.8119 | 0.19831 | 0.60883 | 0.56121 | 0.50383 | 1.036 | 1.0372 | 0.45191
Natural gas | 9.1336 | 27.2974 | 31.7951 | 18.9802 | 19.6311 | 19.9128 | 17.1117 | 18.0623 | 20.0369 | 20.2534 | 13.4063
Coke & blast-furnace gasses | 0.79848 | 0.59217 | 0.33152 | 0.35118 | 0.2834 | 0.32163 | 0.26356 | 0.19072 | 0.13141 | 0.099507 | 0.070195
Other fuels (hydrogen, methanol)(D) | 0 | 0 | 0 | 0 | 0 | 0 | 0 | 0 | 0 | 0 | 0
Fuel input in thermal power plants (in ktoe) | 26471.6 | 35402.7 | 25524.8 | 24328.3283 | 24035.7685 | 20090.323 | 14708.5063 | 12703.598 | 13366.8196 | 12813.9128 | 9496.8402 | -0.36356 | -0.59927 | -4.7925 | -0.95195 | -3.3604
Solids | 18244.5 | 17622.8 | 5561.1 | 13702.7227 | 13343.0276 | 8224.7269 | 3640.6721 | 878.2005 | 654.5584 | 54.7725 | 114.8594 | -11.2021 | 9.1464 | -12.1801 | -15.7681 | -15.9724
Hard coal | 16764.1 | 16445 | 5561.1 | 13702.7227 | 13343.0276 | 8224.7269 | 3640.6721 | 878.2005 | 654.5584 | 54.7725 | 114.8594 | -10.4474 | 9.1464 | -12.1801 | -15.7681 | -15.9724
Lignite and other solid fuels | 1480.4 | 1177.8 | 0 | 0 | 0 | 0 | 0 | 0 | 0 | 0 | 0 | 0 | 0 | 0 | 0 | 0
Oil | 4454.6 | 5248.8 | 3390.8 | 947.851 | 132.0733 | 403.8896 | 381.8394 | 359.964 | 663.5782 | 630.2945 | 359.2983 | -2.6918 | -27.7145 | 11.2005 | 5.682 | -5.9505
Diesel oil | 334 | 0 | 1157.9 | 2.6233 | 56.0803 | 149.6092 | 94.2018 | 65.4211 | 56.333 | 151.1377 | 151.2505 | 13.2381 | -26.1222 | 5.3234 | -5.0117 | 10.3808
Fuel oil and other liquid fuels | 4120.6 | 5248.8 | 2232.9 | 945.2277 | 75.993 | 254.2803 | 287.6376 | 294.5428 | 607.2452 | 479.1568 | 208.0478 | -5.9431 | -28.6834 | 14.2371 | 7.7586 | -10.1579
Gas | 3075.3 | 11140.3 | 14838.9 | 8684.0964 | 9260.4672 | 9539.9659 | 8390.6845 | 9227.3467 | 9442.9853 | 9393.7139 | 6462.5998 | 17.0446 | -4.6055 | -0.98148 | 1.1885 | -3.7214
Natural gas | 2684.7 | 10798 | 14621.3 | 8426.4642 | 9055.146 | 9302.4799 | 8196.5238 | 9089.5439 | 9330.6639 | 9299.5599 | 6376.9947 | 18.4702 | -4.6785 | -0.99128 | 1.3044 | -3.7346
Other gas fuels | 390.6 | 342.3 | 217.6 | 257.6322 | 205.3212 | 237.486 | 194.1606 | 137.8028 | 112.3215 | 94.154 | 85.6051 | -5.6824 | -0.57915 | -0.55734 | -5.3261 | -2.6796
Biomass & waste | 697.2 | 1390.8 | 1435.1 | 993.6583 | 1300.2004 | 1921.7407 | 2295.3103 | 2238.0869 | 2605.6976 | 2735.1319 | 2560.0828 | 7.4861 | -0.9823 | 5.8481 | 1.2764 | -0.17645
Geothermal heat | 0 | 0 | 0 | 0 | 0 | 0 | 0 | 0 | 0 | 0 | 0 | 0 | 0 | 0 | 0 | 0
Other fuels (hydrogen, methanol)(D) | 0 | 0 | 0 | 0 | 0 | 0 | 0 | 0 | 0 | 0 | 0 | 0 | 0 | 0 | 0 | 0
Fuel input in nuclear power plants (in ktoe) | 16046.3 | 14842.4 | 15990.5 | 14172.7071 | 14172.7071 | 14172.7071 | 14172.7071 | 14172.7071 | 6140.3484 | 0 | 0 | -0.034829 | -1.1995 | 0 | -8.0241 | 0
Fuel input in district heating units (in ktoe) | 0 | 0 | 0 | 0 | 0 | 0 | 0 | 0 | 0 | 0 | 0 | 0 | 0 | 0 | 0 | 0
Solids | 0 | 0 | 0 | 0 | 0 | 0 | 0 | 0 | 0 | 0 | 0 | 0 | 0 | 0 | 0 | 0
Oil | 0 | 0 | 0 | 0 | 0 | 0 | 0 | 0 | 0 | 0 | 0 | 0 | 0 | 0 | 0 | 0
Gas | 0 | 0 | 0 | 0 | 0 | 0 | 0 | 0 | 0 | 0 | 0 | 0 | 0 | 0 | 0 | 0
Biomass & waste | 0 | 0 | 0 | 0 | 0 | 0 | 0 | 0 | 0 | 0 | 0 | 0 | 0 | 0 | 0 | 0
Electricity, Geothermal, Solar | 0 | 0 | 0 | 0 | 0 | 0 | 0 | 0 | 0 | 0 | 0 | 0 | 0 | 0 | 0 | 0
Other fuels (hydrogen, methanol) | 0 | 0 | 0 | 0 | 0 | 0 | 0 | 0 | 0 | 0 | 0 | 0 | 0 | 0 | 0 | 0
CO2 EMISSIONS (in kt CO2) | 98807.8865 | 117675.3222 | 70264.6586 | 81184.0957 | 78290.6976 | 58971.0899 | 36980.2034 | 27032.1231 | 27029.001 | 24205.2531 | 16937.0388 | -3.3516 | 1.0875 | -7.2261 | -3.0861 | -4.5665
Thermal power plants | 98807.8865 | 117675.3222 | 70264.6586 | 81184.0957 | 78290.6976 | 58971.0899 | 36980.2034 | 27032.1231 | 27029.001 | 24205.2531 | 16937.0388 | -3.3516 | 1.0875 | -7.2261 | -3.0861 | -4.5665
District heating units | 0 | 0 | 0 | 0 | 0 | 0 | 0 | 0 | 0 | 0 | 0 | 0 | 0 | 0 | 0 | 0
(1) Information on installed power generation capacities and selected indicators for electricity production can be found in the second page of this report: "Summary energy balances and indicators (B)" (sheet "indicator")
(2) Due to statistical differences present in Eurostat data, the individual items shown for electricity consumption and supply in 2000 and 2005 do not always add up to the totals shown. In any case, the modelling, being calibrated to the individual supply and consumption items for 2000 and 2005, ensures consistency of consumption and supply numbers for the projection years.
Source: PRIMES

## pg-detail
Spain:Reference scenario(REF2015f) | [15 empty] | POWER GENERATION SECTOR - DETAILS
| 2000 | 2005 | 2010 | 2015 | 2020 | 2025 | 2030 | 2035 | 2040 | 2045 | 2050 | '00-'10 | '10-'20 | '20-'30 | '30-'40 | '40-'50
Annual % Change
Net Installed Power Capacity (in MWe) | 52404.9698 | 73567.5581 | 99270.3237 | 104514.6205 | 104566.5628 | 108361.2811 | 115577.9272 | 108757.0582 | 109065.8277 | 117562.0283 | 131171.6269 | 6.5969 | 0.52112 | 1.0062 | -0.57826 | 1.8627
Nuclear energy | 7869.4 | 7869.4 | 7844.8 | 7398.8 | 7398.8 | 7398.8 | 7398.8 | 7398.8 | 3181.3 | 0 | 0 | -0.031304 | -0.58362 | 0 | -8.0939 | 0
Renewable energy | 17760 | 25774 | 41432 | 46783.3 | 51046.854 | 58528.4329 | 71246.3306 | 78708.3845 | 89464.9753 | 99797.7394 | 113657.9705 | 8.8402 | 2.1088 | 3.3902 | 2.3032 | 2.4223
Hydro (pumping excluded) | 15542 | 15796 | 16086 | 16632 | 16794.9092 | 16794.9092 | 16794.9092 | 16794.9092 | 16794.9092 | 17157.5009 | 17157.5009 | 0.34463 | 0.4322 | 0 | 0 | 0.21382
Lakes | 11606.6666 | 11797.6113 | 11942.1473 | 12334.8793 | 12334.8793 | 12334.8793 | 12334.8793 | 12334.8793 | 12334.8793 | 12334.8793 | 12334.8793 | 0.28535 | 0.32409 | 0 | 0 | 0
Run of river | 3935.3334 | 3998.3887 | 4143.8527 | 4297.1207 | 4460.0298 | 4460.0298 | 4460.0298 | 4460.0298 | 4460.0298 | 4822.6216 | 4822.6216 | 0.51764 | 0.738 | 0 | 0 | 0.78468
Wind power | 2206 | 9918 | 20693 | 23025.3 | 24976.5403 | 25706.0298 | 29887.7109 | 29922.7109 | 33408.2066 | 41405.223 | 47141.9364 | 25.0898 | 1.8992 | 1.8113 | 1.1198 | 3.5036
Wind on-shore | 2206 | 9918 | 20693 | 23020.3 | 24948.7114 | 25663.201 | 29824.8821 | 29824.8821 | 33288.3778 | 41273.3941 | 47000.1076 | 25.0898 | 1.8879 | 1.8012 | 1.1047 | 3.5096
Wind off-shore | 0 | 0 | 0 | 5 | 27.8288 | 42.8288 | 62.8288 | 97.8288 | 119.8288 | 131.8288 | 141.8288 | 0 | 0 | 8.4842 | 6.6695 | 1.6999
Solar | 12 | 60 | 4653 | 7126 | 9275.4046 | 16027.4939 | 24563.7105 | 31990.7644 | 39261.8595 | 41235.0155 | 49358.5332 | 81.491 | 7.1421 | 10.2291 | 4.8015 | 2.315
Other renewables (tidal etc.) | 0 | 0 | 0 | 0 | 0 | 0 | 0 | 0 | 0 | 0 | 0 | 0 | 0 | 0 | 0 | 0
Thermal power | 26775.5698 | 39924.1581 | 49993.5237 | 50332.5205 | 46120.9088 | 42434.0483 | 36932.7966 | 22649.8737 | 16419.5525 | 17764.2889 | 17513.6564 | 6.4431 | -0.80303 | -2.1972 | -7.7864 | 0.64717
Solids fired | 11556.4108 | 11358.9408 | 10389.128 | 10316.328 | 9332.9346 | 7377.9346 | 3967.7706 | 3032.5906 | 789.4466 | 54.7251 | 96.6025 | -1.0592 | -1.0664 | -8.1979 | -14.9102 | -18.9475
Oil fired | 10028.3859 | 10042.6596 | 8963.5196 | 7495.5484 | 4752.2902 | 3423.2052 | 2951.5684 | 2146.9508 | 1374.1709 | 929.2651 | 782.3551 | -1.1163 | -6.1482 | -4.6513 | -7.3599 | -5.4773
Gas fired | 4713.2081 | 17646.8604 | 29568.5593 | 31332.7849 | 30273.2302 | 29759.5951 | 28090.9076 | 15564.0842 | 12386.2758 | 14545.8512 | 14481.7845 | 20.1576 | 0.2358 | -0.74539 | -7.8623 | 1.5753
Natural gas | 4468.9353 | 17384.1196 | 29305.8185 | 31070.0442 | 30016.2318 | 29545.1524 | 27895.2784 | 15369.3648 | 12282.3253 | 14457.5918 | 14393.5251 | 20.691 | 0.23981 | -0.73013 | -7.8755 | 1.5988
Derived gasses | 244.2728 | 262.7408 | 262.7408 | 262.7408 | 256.9984 | 214.4427 | 195.6292 | 194.7193 | 103.9504 | 88.2594 | 88.2594 | 0.73149 | -0.22074 | -2.6916 | -6.1273 | -1.623
Biomass-waste fired | 477.565 | 875.6974 | 1072.3168 | 1187.8592 | 1762.4538 | 1873.3134 | 1922.5499 | 1906.248 | 1869.6592 | 2234.4475 | 2152.9143 | 8.4249 | 5.0944 | 0.87324 | -0.27857 | 1.4207
Hydrogen plants | 0 | 0 | 0 | 0 | 0 | 0 | 0 | 0 | 0 | 0 | 0 | 0 | 0 | 0 | 0 | 0
Geothermal heat | 0 | 0 | 0 | 0 | 0 | 0 | 0 | 0 | 0 | 0 | 0 | 0 | 0 | 0 | 0 | 0
Net Power Capacity Investment (1) (in MWe - for five years period) |  | 22487.6027 | 29061.6832 | 7943.2135 | 5996.5947 | 16251.7292 | 16099.3715 | 19376.0967 | 34737.5589 | 23477.0356 | 32987.1174 | 0 | -14.5999 | 10.38 | 7.9939 | -0.51571
Nuclear energy |  | 0 | 129 | 0 | 0 | 4217.5 | 3181.3 | 0 | 0 | 0 | 0 | 0 | 0 | 0 | 0 | 0
Renewable energy |  | 8014 | 16059.9644 | 5899.3 | 4371.554 | 9587.5788 | 12765.8977 | 19035.0539 | 25327.9508 | 18203.2693 | 31929.5163 | 0 | -12.2011 | 11.3119 | 7.0915 | 2.3433
Hydro (pumping excluded) |  | 254 | 691.9644 | 1092 | 162.9092 | 0 | 0 | 0 | 0 | 362.5918 | 0 | 0 | -13.4661 | 0 | 0 | 0
Lakes |  | 190.9448 | 320.5359 | 785.4642 | 0 | 0 | 0 | 0 | 0 | 0 | 0 | 0 | 0 | 0 | 0 | 0
Run of river |  | 63.0552 | 371.4284 | 306.5358 | 162.9092 | 0 | 0 | 0 | 0 | 362.5918 | 0 | 0 | -7.9112 | 0 | 0 | 0
Wind power |  | 7712 | 10775 | 2334.3 | 2047.2403 | 2835.4896 | 4181.6811 | 7747 | 16419.8557 | 12335.0963 | 13436.712 | 0 | -15.3016 | 7.4034 | 14.6573 | -1.985
Wind on-shore |  | 7712 | 10775 | 2329.3 | 2024.4114 | 2820.4896 | 4161.6811 | 7712 | 16397.8557 | 12318.0963 | 13403.8832 | 0 | -15.3965 | 7.4724 | 14.6969 | -1.9959
Wind off-shore |  | 0 | 0 | 5 | 22.8288 | 15 | 20 | 35 | 22 | 17 | 32.8288 | 0 | 0 | -1.3142 | 0.95766 | 4.0838
Solar |  | 48 | 4593 | 2473 | 2161.4046 | 6752.0893 | 8584.2167 | 11288.0539 | 8908.0951 | 5505.5812 | 18492.8042 | 0 | -7.2607 | 14.788 | 0.37104 | 7.5776
Other renewables (tidal etc.) |  | 0 | 0 | 0 | 0 | 0 | 0 | 0 | 0 | 0 | 0 | 0 | 0 | 0 | 0 | 0
Thermal power |  | 14473.6027 | 12872.7188 | 2043.9135 | 1625.0407 | 2446.6504 | 152.1737 | 341.0428 | 9409.6081 | 5273.7663 | 1057.6011 | 0 | -18.6946 | -21.0872 | 51.0509 | -19.6335
Solids fired |  | 0 | 0 | 0 | 979.4266 | 2094.84 | 0 | 0 | 0 | 10.4785 | 41.8774 | 0 | 0 | 0 | 0 | 0
Oil fired |  | 1030.4165 | 392.27 | 138.176 | 3.0119 | 153.6247 | 74.423 | 0 | 130.823 | 268.0692 | 137.9 | 0 | -38.5495 | 37.8119 | 5.8029 | 0.52823
Gas fired |  | 13045.0538 | 12283.8294 | 1780.274 | 39.9825 | 84.6102 | 26.7092 | 250.3533 | 9144.0862 | 4391.9181 | 363.2482 | 0 | -43.6033 | -3.9541 | 79.2454 | -27.572
Natural gas |  | 13026.5858 | 12283.8294 | 1780.274 | 39.9825 | 13.0436 | 11.0181 | 250.3533 | 9105.2378 | 4360.9751 | 344.7802 | 0 | -43.6033 | -12.0929 | 95.7575 | -27.9183
Derived gasses |  | 18.468 | 0 | 0 | 0 | 71.5666 | 15.691 | 0 | 38.8484 | 30.943 | 18.468 | 0 | 0 | 0 | 9.4894 | -7.1665
Biomass-waste fired |  | 398.1324 | 196.6194 | 125.4635 | 602.6197 | 113.5755 | 51.0416 | 90.6895 | 134.6989 | 603.3004 | 514.5755 | 0 | 11.8515 | -21.8754 | 10.1905 | 14.3427
Hydrogen plants |  | 0 | 0 | 0 | 0 | 0 | 0 | 0 | 0 | 0 | 0 | 0 | 0 | 0 | 0 | 0
Geothermal heat |  | 0 | 0 | 0 | 0 | 0 | 0 | 0 | 0 | 0 | 0 | 0 | 0 | 0 | 0 | 0
Gross Electricity generation by plant type (in GWh)(D) | 220935.4591 | 289438.5738 | 298408.9205 | 275295.3005 | 282996.2855 | 280361.7959 | 287052.1861 | 301423.0792 | 307314.0355 | 315379.3015 | 328448.9958 | 3.0516 | -0.52891 | 0.1424 | 0.68439 | 0.66733
Nuclear energy | 62206 | 57539 | 62079 | 58065.93 | 58065.93 | 57757.3396 | 57521.4372 | 57521.4372 | 24921.2562 | 0 | 0 | -0.020435 | -0.66606 | -0.09417 | -8.0241 | 0
Renewable energy | 33015.4591 | 39603.5738 | 93760.9205 | 96888.0966 | 105607.9381 | 121747.6326 | 153905.0808 | 172971.6474 | 202484.4742 | 233660.8144 | 269643.7553 | 11.0019 | 1.197 | 3.8378 | 2.7812 | 2.9058
Hydro (pumping excluded) | 28270.4591 | 18386.5738 | 42303.9205 | 33177.1142 | 33275.3146 | 33443.9179 | 33500.4568 | 33530.7094 | 33515.2029 | 34567.2333 | 34829.3436 | 4.113 | -2.3721 | 0.067455 | 0.0044009 | 0.38535
Lakes | 16971.1008 | 11037.6841 | 25395.5586 | 20139.2667 | 19748.5466 | 19917.1499 | 19973.6888 | 20003.9413 | 19988.4348 | 19952.2601 | 19968.6671 | 4.113 | -2.4836 | 0.11342 | 0.0073803 | -0.009894
Run of river | 11299.3583 | 7348.8897 | 16908.3619 | 13037.8475 | 13526.768 | 13526.768 | 13526.768 | 13526.768 | 13526.768 | 14614.9732 | 14860.6765 | 4.113 | -2.2067 | 0 | 0 | 0.94492
Wind power | 4727 | 21176 | 44271 | 51664.9981 | 56321.6065 | 58667.5924 | 72043.4365 | 73653.025 | 86104.3441 | 110504.2774 | 127647.6799 | 25.0701 | 2.4367 | 2.4925 | 1.7989 | 4.0157
Wind on-shore | 4727 | 21176 | 44271 | 51651.6959 | 56242.0143 | 58547.1796 | 71868.0256 | 73380.8528 | 85771.0269 | 110137.014 | 127249.6088 | 25.0701 | 2.4222 | 2.482 | 1.7842 | 4.0235
Wind off-shore | 0 | 0 | 0 | 13.3021 | 79.5922 | 120.4129 | 175.4109 | 272.1722 | 333.3172 | 367.2634 | 398.0711 | 0 | 0 | 8.2228 | 6.6302 | 1.7912
Solar | 18 | 41 | 7186 | 12045.9843 | 16011.017 | 29636.1222 | 48361.1875 | 65787.913 | 82864.9272 | 88589.3038 | 107166.7319 | 82.021 | 8.3411 | 11.6883 | 5.5328 | 2.6051
Other renewables (tidal etc.) | 0 | 0 | 0 | 0 | 0 | 0 | 0 | 0 | 0 | 0 | 0 | 0 | 0 | 0 | 0 | 0
Thermal power | 125714 | 192296 | 142569 | 120341.2739 | 119322.4174 | 100856.8237 | 75625.668 | 70929.9946 | 79908.3051 | 81718.4871 | 58805.2405 | 1.2661 | -1.7642 | -4.4579 | 0.55236 | -3.0199
Solids fired | 79188.1051 | 84234.555 | 25718.2723 | 57621.1932 | 56432.0989 | 35418.2713 | 16019.7592 | 4553.1746 | 3431.6878 | 257.4098 | 540.1006 | -10.6369 | 8.1754 | -11.8316 | -14.2794 | -16.8817
Oil fired | 23538.6651 | 25506.1298 | 18004.6244 | 4988.0811 | 561.2121 | 1706.9399 | 1610.9724 | 1518.6471 | 3183.8897 | 3271.2564 | 1484.3043 | -2.6446 | -29.3073 | 11.121 | 7.0501 | -7.3476
Gas fired | 20941.9339 | 79515.3953 | 94230.8109 | 53218.4436 | 56357.3243 | 56729.7449 | 49876.0624 | 55018.6772 | 62842.1272 | 65330.5503 | 45236.6395 | 16.2298 | -5.0105 | -1.2143 | 2.3378 | -3.2337
Natural gas | 19177.9339 | 77801.3953 | 93241.8109 | 52251.655 | 55555.3012 | 55828.012 | 49119.5144 | 54443.799 | 62438.2971 | 65016.7264 | 45006.0843 | 17.1334 | -5.0464 | -1.2237 | 2.4282 | -3.2208
Derived gasses | 1764 | 1714 | 989 | 966.7886 | 802.0231 | 901.7329 | 756.5479 | 574.8781 | 403.8302 | 313.8239 | 230.5552 | -5.6222 | -2.0738 | -0.58202 | -6.0847 | -5.4509
Biomass-waste fired | 2045.2959 | 3039.9199 | 4615.2924 | 4513.5561 | 5971.7821 | 7001.8676 | 8118.874 | 9839.4957 | 10450.6004 | 12859.2706 | 11544.1961 | 8.4787 | 2.6102 | 3.1191 | 2.5568 | 1.0002
Hydrogen plants | 0 | 0 | 0 | 0 | 0 | 0 | 0 | 0 | 0 | 0 | 0 | 0 | 0 | 0 | 0 | 0
Geothermal heat | 0 | 0 | 0 | 0 | 0 | 0 | 0 | 0 | 0 | 0 | 0 | 0 | 0 | 0 | 0 | 0
Net Electricity generation by plant type (in GWh)(D) | 210929.0747 | 277557.133 | 287868.1753 | 264486.8917 | 272398.931 | 272009.477 | 280700.7925 | 295610.3743 | 302985.8717 | 312239.3583 | 325886.6726 | 3.1587 | -0.55083 | 0.30067 | 0.76689 | 0.7313
Nuclear energy | 59842 | 55353 | 59387 | 54932.9726 | 54932.9726 | 54932.9726 | 54932.9726 | 54932.9726 | 23799.7997 | 0 | 0 | -0.076295 | -0.77658 | 0 | -8.0241 | 0
Renewable energy | 32666.0747 | 39334.133 | 91954.1753 | 96400.2168 | 105167.6382 | 121307.7713 | 153462.2935 | 172525.745 | 202021.0727 | 233198.6542 | 269181.6051 | 10.9041 | 1.3517 | 3.8513 | 2.7873 | 2.9117
Hydro (pumping excluded) | 27945.0747 | 18166.133 | 41576.1753 | 32689.2344 | 32835.0147 | 33004.0567 | 33057.6695 | 33084.807 | 33051.8014 | 34105.073 | 34367.1934 | 4.0528 | -2.3327 | 0.067604 | -0.0017752 | 0.39103
Lakes | 16775.7686 | 10905.3509 | 24958.6843 | 19792.7781 | 19449.6377 | 19618.6797 | 19672.2926 | 19699.43 | 19666.4245 | 19631.491 | 19650.2851 | 4.0528 | -2.4631 | 0.11389 | -0.0029833 | -0.0082096
Run of river | 11169.3061 | 7260.7822 | 16617.491 | 12896.4563 | 13385.3769 | 13385.3769 | 13385.3769 | 13385.3769 | 13385.3769 | 14473.582 | 14716.9083 | 4.0528 | -2.1397 | 0 | 0 | 0.95285
Wind power | 4703 | 21127 | 43192 | 51664.9981 | 56321.6065 | 58667.5924 | 72043.4365 | 73653.025 | 86104.3441 | 110504.2774 | 127647.6799 | 24.8254 | 2.6898 | 2.4925 | 1.7989 | 4.0157
Wind on-shore | 4703 | 21127 | 43192 | 51651.6959 | 56242.0143 | 58547.1796 | 71868.0256 | 73380.8528 | 85771.0269 | 110137.014 | 127249.6088 | 24.8254 | 2.6752 | 2.482 | 1.7842 | 4.0235
Wind off-shore | 0 | 0 | 0 | 13.3021 | 79.5922 | 120.4129 | 175.4109 | 272.1722 | 333.3172 | 367.2634 | 398.0711 | 0 | 0 | 8.2228 | 6.6302 | 1.7912
Solar | 18 | 41 | 7186 | 12045.9843 | 16011.017 | 29636.1222 | 48361.1875 | 65787.913 | 82864.9272 | 88589.3038 | 107166.7319 | 82.021 | 8.3411 | 11.6883 | 5.5328 | 2.6051
Other renewables (tidal etc.) | 0 | 0 | 0 | 0 | 0 | 0 | 0 | 0 | 0 | 0 | 0 | 0 | 0 | 0 | 0 | 0
Thermal power | 118421 | 182870 | 136527 | 113153.7024 | 112298.3202 | 95768.7331 | 72305.5264 | 68151.6567 | 77164.9993 | 79040.7041 | 56705.0675 | 1.4329 | -1.9347 | -4.3071 | 0.65257 | -3.0339
Solids fired | 74092.4368 | 78585.9465 | 23520.3718 | 52439.5906 | 51429.114 | 32453.403 | 14754.4691 | 4147.9593 | 3125.0226 | 238.5674 | 500.5653 | -10.8406 | 8.1375 | -11.7385 | -14.3765 | -16.7353
Oil fired | 22453.0493 | 24250.2198 | 17195.3137 | 4799.551 | 539.0026 | 1648.3896 | 1558.3945 | 1469.1125 | 3062.9329 | 3154.8536 | 1439.2201 | -2.6326 | -29.2677 | 11.201 | 6.9907 | -7.2745
Gas fired | 19959.4052 | 77207.6336 | 91565.7587 | 51858.4893 | 54914.7089 | 55280.8729 | 48603.2658 | 53618.7379 | 61532.6019 | 64010.3352 | 44292.5271 | 16.4551 | -4.9843 | -1.2135 | 2.3868 | -3.2341
Natural gas | 18291.2193 | 75576.7436 | 90622.3315 | 50925.9549 | 54141.3188 | 54410.7282 | 47871.3271 | 53064.417 | 61142.792 | 63706.8893 | 44069.5954 | 17.3544 | -5.0206 | -1.2233 | 2.4771 | -3.2214
Derived gasses | 1668.1859 | 1630.8899 | 943.4272 | 932.5344 | 773.3901 | 870.1447 | 731.9387 | 554.3209 | 389.8099 | 303.4459 | 222.9317 | -5.5403 | -1.9677 | -0.54935 | -6.106 | -5.4347
Biomass-waste fired | 1916.1087 | 2826.2001 | 4245.5559 | 4056.0714 | 5415.4948 | 6386.0675 | 7389.3971 | 8915.847 | 9444.4419 | 11636.9479 | 10472.7551 | 8.2808 | 2.4638 | 3.1566 | 2.4842 | 1.0389
Hydrogen plants | 0 | 0 | 0 | 0 | 0 | 0 | 0 | 0 | 0 | 0 | 0 | 0 | 0 | 0 | 0 | 0
Geothermal heat | 0 | 0 | 0 | 0 | 0 | 0 | 0 | 0 | 0 | 0 | 0 | 0 | 0 | 0 | 0 | 0
Net Steam Generation Capacity (2)
Installed capacity of CHP plants
Electric capacity (in MWe) | 4570.4268 | 6597 | 3382 | 6194.9935 | 3014.8526 | 3815.5747 | 2790.9319 | 4577.2155 | 5471.6414 | 5683.9422 | 3279.152 | -2.9665 | -1.1426 | -0.76878 | 6.9638 | -4.9911
Steam capacity (in MWth) | 9283.1017 | 10414.9871 | 10296 | 10897.2381 | 5865.2924 | 10943.3052 | 7268.4647 | 9286.2571 | 10441.1989 | 10398.4874 | 7038.0893 | 1.041 | -5.4716 | 2.1681 | 3.6885 | -3.8675
Installed capacity of boilers (in MWth) | 7008.3196 | 8318.2769 | 7358.1122 | 8331.4647 | 9944.1766 | 10665.2127 | 11112.3028 | 11349.1905 | 9535.0914 | 9350.7995 | 6226.4101 | 0.48824 | 3.0577 | 1.1168 | -1.5191 | -4.1723
District heating (in MWth) | 0 | 0 | 0 | 0 | 0 | 0 | 0 | 0 | 0 | 0 | 0 | 0 | 0 | 0 | 0 | 0
Industrial and refinery boilers (in MWth) | 7008.3196 | 8318.2769 | 7358.1122 | 8331.4647 | 9944.1766 | 10665.2127 | 11112.3028 | 11349.1905 | 9535.0914 | 9350.7995 | 6226.4101 | 0.48824 | 3.0577 | 1.1168 | -1.5191 | -4.1723
Total steam generation capacity (in MWth) | 16291.4213 | 18733.264 | 17654.1122 | 19228.7028 | 15809.469 | 21608.5179 | 18380.7675 | 20635.4476 | 19976.2903 | 19749.287 | 13264.4995 | 0.80654 | -1.0975 | 1.5184 | 0.83589 | -4.0119
Net Steam Generation Investment (1,2) (in MWe - for five years period)
Capacity Expansion for CHP plants
Electric capacity (in MWe) |  | 831.8466 | 318.5303 | 533.1128 | 66.8316 | 280.2438 | 145.0651 | 332.3475 | 1505.8296 | 1416.641 | 695.0484 | 0 | -14.4573 | 8.0583 | 26.3634 | -7.4399
Steam capacity (in MWth) |  | 1313.2745 | 969.7183 | 969.0224 | 221.5475 | 640.3625 | 325.1615 | 632.28 | 2433.5644 | 2689.2932 | 1497.382 | 0 | -13.7256 | 3.9114 | 22.2966 | -4.7404
Investment for boilers (in MWth) |  | 2711.6212 | 703.4907 | 4970.1987 | 3074.3032 | 2182.6275 | 1908.6814 | 1728.2825 | 919.7891 | 262.3675 | 349.7034 | 0 | 15.8908 | -4.6548 | -7.0401 | -9.2177
District heating (in MWth) |  | 2711.6212 | 703.4907 | 0 | 0 | 0 | 0 | 0 | 0 | 0 | 0 | 0 | 0 | 0 | 0 | 0
Industrial and refinery boilers (in MWth) |  | 0 | 0 | 4970.1987 | 3074.3032 | 2182.6275 | 1908.6814 | 1728.2825 | 919.7891 | 262.3675 | 349.7034 | 0 | 0 | -4.6548 | -7.0401 | -9.2177
Total steam generation investment (in MWth) |  | 4024.8956 | 1673.209 | 5939.221 | 3295.8507 | 2822.99 | 2233.8429 | 2360.5625 | 3353.3534 | 2951.6607 | 1847.0854 | 0 | 7.0143 | -3.8147 | 4.146 | -5.7892
Net electric efficiencies of thermal power plants (3)
Solid fuel plants | 0.32476 | 0.32476 | 0.32527 | 0.32527 | 0.32735 | 0.33018 | 0.32615 | 0.33246 | 0.38266 | 0.35528 | 0.37197 | 0.015686 | 0.063683 | -0.036666 | 1.6108 | -0.28293
Simple cycle gas and oil plants | 0.3144 | 0.31516 | 0.31527 | 0.31388 | 0.31303 | 0.31414 | 0.31749 | 0.32678 | 0.35014 | 0.37266 | 0.37545 | 0.027618 | -0.071048 | 0.14134 | 0.98381 | 0.70025
Gas turbine combined cycle gas plants | 0.4216 | 0.49931 | 0.51456 | 0.5158 | 0.51952 | 0.52329 | 0.52383 | 0.52878 | 0.5651 | 0.57517 | 0.57517 | 2.0124 | 0.096104 | 0.082571 | 0.76132 | 0.1768
Biomass & Waste plants | 0.32322 | 0.32322 | 0.32322 | 0.32322 | 0.3337 | 0.33489 | 0.33563 | 0.33581 | 0.3399 | 0.35248 | 0.35872 | 0 | 0.31967 | 0.057614 | 0.12666 | 0.54033
(1) Including new power plants, premature replacement and retrofitting
(2) Electric capacity of CHP plants is also included in power capacity. Boilers capacity also includes industrial and refinery boilers capacity besides district heating
(3) Net electric efficiencies are averages for electricity only plants.
Source: PRIMES

## pg-costs
Spain:Reference scenario(REF2015f) | [15 empty] | ELECTRICITY AND STEAM GENERATION COSTS
| 2000 | 2005 | 2010 | 2015 | 2020 | 2025 | 2030 | 2035 | 2040 | 2045 | 2050 | '00-'10 | '10-'20 | '20-'30 | '30-'40 | '40-'50
Annual % Change
Total Cost of Electricity and Steam supply (1) (MEuro'13) | 18431.0141 | 25315.8427 | 30215.1312 | 34055.6723 | 38245.1863 | 37347.8268 | 36816.3826 | 37104.7618 | 37720.6752 | 38993.7154 | 40402.5525 | 5.0673 | 2.3847 | -0.38002 | 0.24295 | 0.68921
Annual capital costs | 6808.5279 | 8562.2604 | 11165.4726 | 13274.969 | 13727.3857 | 11842.0757 | 10514.1079 | 10179.4752 | 9864.8944 | 9646.7099 | 10346.3886 | 5.0709 | 2.0871 | -2.6315 | -0.63533 | 0.47769
Fixed operating costs | 1957.5562 | 2473.7012 | 2918.7336 | 4522.8692 | 5935.9222 | 5845.0558 | 6418.2019 | 6723.7529 | 6054.1896 | 5942.7319 | 6732.2169 | 4.0754 | 7.3568 | 0.78421 | -0.58217 | 1.0672
Variable operating costs | 330.16 | 472.7654 | 355.9499 | 348.977 | 360.0566 | 329.4979 | 282.3674 | 266.2817 | 263.1712 | 263.0297 | 226.3205 | 0.75496 | 0.11478 | -2.4012 | -0.70157 | -1.4972
Fuel costs | 4822.9802 | 8151.4299 | 9338.0003 | 7391.6303 | 8228.3772 | 8456.3905 | 7694.2385 | 7858.0817 | 8078.3452 | 7939.0874 | 6150.27 | 6.8302 | -1.2571 | -0.66892 | 0.48834 | -2.6901
Taxes and subsidies | 293.4838 | 310.7812 | 573.7225 | 1020.6592 | 1543.2439 | 1787.2521 | 1651.9582 | 1518.6813 | 1710.9883 | 2091.6505 | 1910.0692 | 6.933 | 10.4011 | 0.68307 | 0.35171 | 1.1068
Other Costs (Transmission & distribution, net imports, etc.) | 4218.306 | 5344.9046 | 5863.2523 | 7496.5676 | 8450.2007 | 9087.5548 | 10255.5088 | 10558.489 | 11749.0865 | 13110.506 | 15037.2873 | 3.3475 | 3.7225 | 1.9551 | 1.3689 | 2.4983
Expenditures for Power Generation (incl. total CHP cost) | 12916.451 | 18027.247 | 22368.4228 | 24652.3799 | 27833.6867 | 26243.685 | 24559.1642 | 24586.5178 | 24096.6905 | 24056.4982 | 23705.8454 | 5.6451 | 2.21 | -1.2438 | -0.18993 | -0.16339
Annual capital costs | 6678.1979 | 8274.632 | 10910.1053 | 13148.8391 | 13522.2712 | 11605.6185 | 10219.0331 | 9848.9287 | 9536.0135 | 9424.1557 | 10230.8714 | 5.0309 | 2.1697 | -2.762 | -0.68938 | 0.70582
Fixed operating costs | 1929.3984 | 2428.7283 | 2865.15 | 4505.1652 | 5907.1064 | 5811.3851 | 6377.0435 | 6677.1223 | 5990.4611 | 5854.7792 | 6679.1995 | 4.0333 | 7.5035 | 0.76842 | -0.62341 | 1.0942
Variable operating costs | 293.2322 | 438.4841 | 328.1007 | 334.7336 | 337.83 | 303.201 | 255.2692 | 247.36 | 241.0585 | 240.1405 | 202.0401 | 1.1299 | 0.29265 | -2.7633 | -0.57115 | -1.7502
Fuel costs | 3761.3098 | 6645.2284 | 7814.9966 | 5746.4338 | 6615.235 | 6920.7442 | 6251.9711 | 6496.262 | 6810.1014 | 6679.4414 | 4945.2965 | 7.5868 | -1.6529 | -0.56319 | 0.85877 | -3.1491
Taxes and subsidies | 254.3128 | 240.1742 | 450.0702 | 917.2083 | 1451.2442 | 1602.7361 | 1455.8474 | 1316.8448 | 1519.056 | 1857.9813 | 1648.4378 | 5.8745 | 12.4206 | 0.031674 | 0.42591 | 0.82074
of which for Electricity only power plants Generation | 11307.1361 | 16021.725 | 19686.337 | 21558.4268 | 24714.0122 | 22782.9548 | 21033.6642 | 20985.1302 | 20620.9538 | 20480.7771 | 20590.1072 | 5.7015 | 2.3005 | -1.5995 | -0.19797 | -0.014969
Annual capital costs | 6194.655 | 7780.0362 | 10536.3396 | 12311.5839 | 12686.6154 | 10827.363 | 9583.5309 | 9451.525 | 9235.5682 | 9056.9198 | 9859.9337 | 5.455 | 1.8745 | -2.766 | -0.36916 | 0.65632
Fixed operating costs | 1827.4546 | 2288.3262 | 2693.7476 | 4006.2617 | 5419.6925 | 5339.1966 | 5915.5322 | 6279.3486 | 5638.3154 | 5562.3488 | 6412.0965 | 3.9564 | 7.2412 | 0.87927 | -0.47881 | 1.2943
Variable operating costs | 248.067 | 384.924 | 286.778 | 291.9734 | 312.841 | 275.6205 | 223.5516 | 197.919 | 183.7445 | 178.7326 | 151.0419 | 1.4607 | 0.87366 | -3.3047 | -1.9419 | -1.9408
Fuel costs | 2828.3553 | 5371.9137 | 5799.0918 | 4269.5375 | 5110.083 | 5114.8234 | 4277.7666 | 4222.9399 | 4531.8581 | 4406.8891 | 3077.6382 | 7.4441 | -1.2569 | -1.7621 | 0.57868 | -3.7958
Taxes and subsidies | 208.6043 | 196.5248 | 370.38 | 679.0702 | 1184.7803 | 1225.9513 | 1033.2829 | 833.3978 | 1031.4675 | 1275.8868 | 1089.397 | 5.9089 | 12.3308 | -1.3588 | -0.017583 | 0.54791
of which for CHP Generation | 1609.3149 | 2005.522 | 2682.0859 | 3093.9531 | 3119.6745 | 3460.7302 | 3525.5001 | 3601.3876 | 3475.7368 | 3575.7211 | 3115.7381 | 5.2406 | 1.5228 | 1.2304 | -0.14206 | -1.0874
Annual capital costs | 483.5429 | 494.5957 | 373.7657 | 837.2552 | 835.6557 | 778.2554 | 635.5022 | 397.4037 | 300.4452 | 367.2359 | 370.9377 | -2.5422 | 8.3784 | -2.7009 | -7.2178 | 2.1301
Fixed operating costs | 101.9438 | 140.4021 | 171.4024 | 498.9035 | 487.4138 | 472.1885 | 461.5112 | 397.7738 | 352.1457 | 292.4304 | 267.103 | 5.3333 | 11.0166 | -0.54458 | -2.6684 | -2.7263
Variable operating costs | 45.1652 | 53.5601 | 41.3227 | 42.7602 | 24.989 | 27.5806 | 31.7176 | 49.4411 | 57.3141 | 61.4079 | 50.9983 | -0.88522 | -4.9054 | 2.413 | 6.0953 | -1.1608
Fuel costs | 932.9545 | 1273.3147 | 2015.9049 | 1476.8962 | 1505.152 | 1805.9208 | 1974.2045 | 2273.322 | 2278.2432 | 2272.5524 | 1867.6583 | 8.0093 | -2.8795 | 2.7498 | 1.4427 | -1.9676
Taxes and subsidies | 45.7085 | 43.6494 | 79.6902 | 238.138 | 266.4639 | 376.7849 | 422.5645 | 483.4471 | 487.5885 | 582.0945 | 559.0408 | 5.716 | 12.8297 | 4.719 | 1.4416 | 1.3769
Expenditures for Steam Boilers Generation (2) | 1296.257 | 1943.6911 | 1983.4561 | 1906.7248 | 1961.2989 | 2016.587 | 2001.7096 | 1959.7549 | 1874.8982 | 1826.7112 | 1659.4199 | 4.3454 | -0.11228 | 0.20415 | -0.65234 | -1.2134
Annual capital costs | 130.33 | 287.6284 | 255.3674 | 126.1299 | 205.1145 | 236.4572 | 295.0748 | 330.5465 | 328.881 | 222.5542 | 115.5172 | 6.9577 | -2.1675 | 3.7035 | 1.0906 | -9.934
Fixed operating costs | 28.1578 | 44.9729 | 53.5836 | 17.704 | 28.8159 | 33.6707 | 41.1584 | 46.6306 | 63.7285 | 87.9527 | 53.0175 | 6.6457 | -6.0147 | 3.6293 | 4.469 | -1.8233
Variable operating costs | 36.9279 | 34.2813 | 27.8493 | 14.2434 | 22.2266 | 26.2969 | 27.0982 | 18.9217 | 22.1127 | 22.8892 | 24.2804 | -2.7822 | -2.2299 | 2.0015 | -2.0126 | 0.93955
Fuel costs | 1061.6704 | 1506.2015 | 1523.0036 | 1645.1965 | 1613.1422 | 1535.6463 | 1442.2674 | 1361.8197 | 1268.2438 | 1259.646 | 1204.9735 | 3.6743 | 0.57665 | -1.1134 | -1.2776 | -0.51045
Taxes and subsidies | 39.171 | 70.607 | 123.6522 | 103.451 | 91.9996 | 184.516 | 196.1107 | 201.8365 | 191.9323 | 233.6692 | 261.6314 | 12.1822 | -2.9136 | 7.8628 | -0.21514 | 3.1464
Average production costs (1) (Euro'13 per MWhe+MWhth) | 60.5784 | 65.7758 | 82.5884 | 99.0411 | 107.8882 | 105.152 | 101.6162 | 100.1674 | 99.952 | 100.8466 | 100.769 | 3.1478 | 2.7083 | -0.59714 | -0.16499 | 0.081435
Fixed costs (Capital & fixed operating costs) | 28.812 | 28.6737 | 38.497 | 51.7599 | 55.4694 | 49.7977 | 46.7345 | 45.6317 | 42.1823 | 40.3178 | 42.5962 | 2.9403 | 3.72 | -1.6989 | -1.0196 | 0.097682
Variable costs (Variable operating & fuel costs) | 17.9018 | 23.2149 | 28.0651 | 25.4796 | 28.5811 | 29.7685 | 26.5756 | 26.0322 | 26.6371 | 26.622 | 20.668 | 4.5989 | 0.18235 | -0.72487 | 0.023102 | -2.5053
Other Costs (Transmission & distribution, net imports, etc.) | 13.8646 | 13.8872 | 16.0263 | 21.8016 | 23.8377 | 25.5858 | 28.306 | 28.5035 | 31.1327 | 33.9067 | 37.5049 | 1.4595 | 4.0502 | 1.7329 | 0.95637 | 1.8796
in Power Generation (3) (Euro'13 per MWhe+MWhth) | 49.2673 | 53.7135 | 68.3836 | 81.0976 | 88.5835 | 83.1524 | 75.4489 | 72.8599 | 69.7965 | 67.8833 | 64.3788 | 3.3331 | 2.6219 | -1.5921 | -0.77569 | -0.80474
Fixed costs (Capital & fixed operating costs) | 32.832 | 31.8915 | 42.113 | 58.0754 | 61.836 | 55.1853 | 50.9853 | 48.9734 | 44.9727 | 43.1145 | 45.9233 | 2.5208 | 3.916 | -1.911 | -1.247 | 0.20938
Variable costs (Variable operating & fuel costs) | 16.4353 | 21.8221 | 26.2706 | 23.0222 | 26.7476 | 27.9671 | 24.4636 | 23.8865 | 24.8238 | 24.7688 | 18.4555 | 4.8019 | 0.1801 | -0.88859 | 0.14626 | -2.9209
in Steam Boilers Generation (2) (Euro'13 per MWhth) | 30.8047 | 39.4557 | 51.1861 | 47.8234 | 48.6907 | 50.9626 | 54.3926 | 59.4252 | 58.3249 | 56.5836 | 50.7186 | 5.2091 | -0.49854 | 1.1136 | 0.70045 | -1.3876
Fixed costs (Capital & fixed operating costs) | 3.7664 | 6.7516 | 7.9729 | 3.6076 | 5.8075 | 6.8266 | 9.1365 | 11.4371 | 12.2134 | 9.6182 | 5.1511 | 7.7878 | -3.1194 | 4.6355 | 2.9451 | -8.2711
Variable costs (Variable operating & fuel costs) | 27.0383 | 32.7041 | 43.2131 | 44.2159 | 42.8832 | 44.136 | 45.2561 | 47.9882 | 46.1115 | 46.9654 | 45.5675 | 4.8006 | -0.076605 | 0.54003 | 0.18741 | -0.11861
Investment expenditure (4) (in MEuro'13-for 5 years period) |  | 25552.0565 | 41003.868 | 17607.8803 | 8617.7263 | 15926.994 | 27246.6063 | 12353.8351 | 20050.0237 | 18215.4863 | 14005.6668 | 0 | -14.4428 | 12.1998 | -3.0204 | -3.5241
in Power plants (incl. CHP) |  | 25067.6177 | 40848.4289 | 17478.9255 | 7587.8857 | 14817.1356 | 26690.5602 | 12014.4519 | 19913.1919 | 18150.6939 | 13905.8984 | 0 | -15.4926 | 13.4028 | -2.8868 | -3.527
Electricity only power plants |  | 23893.1136 | 40321.9977 | 16419.3298 | 7350.6359 | 14394.8936 | 26511.5703 | 11747.2062 | 18873.2676 | 16518.598 | 13550.204 | 0 | -15.6513 | 13.6871 | -3.3413 | -3.2592
CHP power plants |  | 1174.5041 | 526.4311 | 1059.5957 | 237.2498 | 422.2419 | 178.99 | 267.2457 | 1039.9243 | 1632.096 | 355.6944 | 0 | -7.6607 | -2.7785 | 19.2387 | -10.1729
by plant type
Nuclear |  | 0 | 0 | 0 | 0 | 5061 | 3817.56 | 0 | 0 | 0 | 0 | 0 | 0 | 0 | -100 | 0
Renewable energy |  | 13054.9091 | 30731.3494 | 15522.7473 | 5957.6746 | 8894.4968 | 22729.8595 | 11786.6927 | 15464.0891 | 15084.6014 | 13564.0907 | 0 | -15.1309 | 14.3278 | -3.7784 | -1.3024
Hydro (pumping excluded) |  | 730.4724 | 1890.1789 | 1705.6378 | 119.7382 | 0 | 0 | 0 | 0 | 843.0258 | 0 | 0 | -24.112 | -100 | 0 | 0
Wind |  | 12154.3562 | 18654.9455 | 4158.5958 | 3089.1032 | 2450.4191 | 7543.3297 | 394.7817 | 6596.0747 | 13074.5988 | 9243.7874 | 0 | -16.4582 | 9.3385 | -1.3329 | 3.4324
Solar |  | 170.0805 | 10186.2251 | 9658.5137 | 2748.8332 | 6444.0777 | 15186.5298 | 11391.911 | 8868.0144 | 1166.9767 | 4320.3033 | 0 | -12.277 | 18.64 | -5.2374 | -6.9388
Other renewables (tidal etc.) |  | 0 | 0 | 0 | 0 | 0 | 0 | 0 | 0 | 0 | 0 | 0 | 0 | 0 | 0 | 0
Thermal |  | 12012.7086 | 10117.0794 | 1956.1782 | 1630.2111 | 861.6388 | 143.1408 | 227.7592 | 4449.1029 | 3066.0925 | 341.8077 | 0 | -16.6858 | -21.5935 | 41.0103 | -22.6339
Solids fired |  | 0 | 0 | 0 | 318.5433 | 523.71 | 0 | 0 | 0 | 17.8584 | 71.3712 | 0 | 0 | -100 | 0 | 0
Oil fired |  | 849.382 | 291.598 | 179.3643 | 3.3757 | 30.7249 | 14.8846 | 0 | 144.6355 | 143.7627 | 20.685 | 0 | -35.9738 | 15.9945 | 25.5318 | -17.6738
Gas fired |  | 10173.3993 | 9327.4763 | 1366.7034 | 56.8108 | 17.5742 | 5.1082 | 210.7311 | 4203.1727 | 1921.4405 | 83.3436 | 0 | -39.9564 | -21.407 | 95.6731 | -32.4338
Biomass-waste fired |  | 989.9272 | 498.0051 | 410.1105 | 1251.4814 | 289.6296 | 123.148 | 17.0281 | 101.2947 | 983.031 | 166.4079 | 0 | 9.6526 | -20.6951 | -1.9346 | 5.0894
Hydrogen plants |  | 0 | 0 | 0 | 0 | 0 | 0 | 0 | 0 | 0 | 0 | 0 | 0 | 0 | 0 | 0
Geothermal heat |  | 0 | 0 | 0 | 0 | 0 | 0 | 0 | 0 | 0 | 0 | 0 | 0 | 0 | 0 | 0
in Steam Boilers (2) |  | 484.4388 | 155.4392 | 128.9548 | 1029.8406 | 1109.8585 | 556.0461 | 339.3832 | 136.8318 | 64.7924 | 99.7684 | 0 | 20.815 | -5.977 | -13.0824 | -3.1096
Average effective investment expenditure (5) (Euro'13 per KW) |  | 963.774 | 1334.1146 | 1268.3568 | 927.3906 | 834.9792 | 1486.1882 | 568.341 | 526.3729 | 689.2314 | 402.0665 | 0 | -3.5712 | 4.8289 | -9.8591 | -2.658
in Power plants (incl. CHP) |  | 1114.7305 | 1405.5768 | 2200.4854 | 1265.3658 | 911.7267 | 1657.8635 | 620.0656 | 573.2467 | 773.1255 | 421.5554 | 0 | -1.0454 | 2.7385 | -10.0752 | -3.0269
Electricity only power plants |  | 1103.3147 | 1402.8384 | 2215.8039 | 1239.6171 | 901.2871 | 1661.7188 | 616.8536 | 567.9291 | 748.7898 | 419.614 | 0 | -1.2293 | 2.9739 | -10.1799 | -2.9813
CHP power plants |  | 1411.9239 | 1652.688 | 1987.5639 | 3549.9623 | 1506.695 | 1233.8598 | 804.1153 | 690.5989 | 1152.0886 | 511.7548 | 0 | 7.9452 | -10.0287 | -5.6382 | -2.9527
by plant type
Nuclear |  | 0 | 0 | 0 | 0 | 1200 | 1200 | 0 | 0 | 0 | 0
Renewable energy |  | 1629.0129 | 1913.5378 | 2631.2863 | 1362.8276 | 927.7104 | 1780.514 | 619.2098 | 610.5543 | 828.6754 | 424.8135 | 0 | -3.337 | 2.7095 | -10.15 | -3.5622
Hydro (pumping excluded) |  | 2875.8755 | 2731.613 | 1561.9394 | 735 | 0 | 0 | 0 | 0 | 2325 | 0 | 0 | -12.3026 | -100 | 0 | 0
Wind |  | 1576.0317 | 1731.3174 | 1781.5173 | 1508.9109 | 864.1961 | 1803.8988 | 50.9593 | 401.7133 | 1059.9511 | 687.9501 | 0 | -1.3655 | 1.8017 | -13.9461 | 5.5271
Solar |  | 3543.3442 | 2217.7716 | 3905.5858 | 1271.7809 | 954.3828 | 1769.1224 | 1009.2006 | 995.5006 | 211.9625 | 233.6208 | 0 | -5.4091 | 3.3557 | -5.5877 | -13.4938
Other renewables (tidal etc.) |  | 0 | 0 | 0 | 0 | 0 | 0 | 0 | 0 | 0 | 0 | 0 | 0 | 0 | 0 | 0
Thermal |  | 829.9736 | 785.9318 | 957.0748 | 1003.1817 | 352.1708 | 940.6403 | 667.8317 | 472.8255 | 581.3857 | 323.1915 | 0 | 2.4706 | -0.64164 | -6.6471 | -3.7333
Solids fired |  | 0 | 0 | 0 | 325.2344 | 250 | 0 | 0 | 0 | 1704.2884 | 1704.2884 | 0 | 0 | -100 | 0 | 0
Oil fired |  | 824.3094 | 743.3606 | 1298.0856 | 1120.7884 | 200 | 200 | 0 | 1105.5817 | 536.2893 | 150 | 0 | 4.1915 | -15.8313 | 18.6468 | -18.1064
Gas fired |  | 779.8664 | 759.3297 | 767.6927 | 1420.8905 | 207.708 | 191.2522 | 841.7347 | 459.6602 | 437.4946 | 229.4399 | 0 | 6.4665 | -18.1715 | 9.1649 | -6.7126
Biomass-waste fired |  | 2486.4273 | 2532.8375 | 3268.7634 | 2076.735 | 2550.1058 | 2412.6992 | 187.7631 | 752.0081 | 1629.422 | 323.3888 | 0 | -1.9659 | 1.5108 | -11.0037 | -8.0927
Hydrogen plants |  | 0 | 0 | 0 | 0 | 0 | 0 | 0 | 0 | 0 | 0 | 0 | 0 | 0 | 0 | 0
Geothermal heat |  | 0 | 0 | 0 | 0 | 0 | 0 | 0 | 0 | 0 | 0 | 0 | 0 | 0 | 0 | 0
in Steam Boilers (2) |  | 178.6528 | 220.9541 | 25.9456 | 334.9834 | 508.4965 | 291.3247 | 196.3702 | 148.7643 | 246.9527 | 285.2943 | 0 | 4.2491 | -1.3867 | -6.4999 | 6.7283
Decomposition of electricity generation costs and prices (6)
Total Electricity Sales (in GWh) |  | 248456.9767 | 256925.5814 | 238004.0813 | 250023.8886 | 252670.3743 | 260155.2403 | 271024.4793 | 279015.7193 | 288537.9737 | 301065.3291 | 0 | -0.27193 | 0.39801 | 0.70235 | 0.76349
Average cost of electricity generation (Euro'13 per MWhe) |  | 72.5568 | 87.0619 | 103.5797 | 111.3241 | 103.8653 | 94.402 | 90.717 | 86.3632 | 83.3738 | 78.7399 | 0 | 2.4887 | -1.6353 | -0.88605 | -0.91986
Annual capital cost |  | 33.3041 | 42.4641 | 55.2463 | 54.0839 | 45.9319 | 39.2805 | 36.3396 | 34.1773 | 32.6618 | 33.9822 | 0 | 2.4483 | -3.1475 | -1.382 | -0.057233
Fixed O&M cost |  | 9.7752 | 11.1517 | 18.9289 | 23.6262 | 22.9999 | 24.5125 | 24.6366 | 21.47 | 20.2912 | 22.1852 | 0 | 7.7967 | 0.36894 | -1.3165 | 0.32824
Variable non fuel cost (7) |  | 1.7648 | 1.277 | 1.4064 | 1.3512 | 1.2 | 0.98122 | 0.91269 | 0.86396 | 0.83227 | 0.67108 | 0 | 0.56612 | -3.1488 | -1.2646 | -2.4947
Fuel cost |  | 26.746 | 30.4174 | 24.1443 | 26.4584 | 27.3904 | 24.0317 | 23.9693 | 24.4076 | 23.1493 | 16.426 | 0 | -1.3847 | -0.95739 | 0.15533 | -3.8829
Tax on fuels and ETS auction payments |  | 0.96666 | 1.7518 | 3.8538 | 5.8044 | 6.3432 | 5.5961 | 4.8588 | 5.4443 | 6.4393 | 5.4753 | 0 | 12.7272 | -0.36488 | -0.27451 | 0.056814
Additional supply costs (Euro'13 per MWhe) |  | 21.2167 | 23.6258 | 31.5138 | 33.7805 | 35.9225 | 39.3365 | 38.9753 | 41.9828 | 45.3278 | 49.8438 | 0 | 3.6401 | 1.5344 | 0.6532 | 1.7311
Transmission, distribution and sales costs |  | 21.2167 | 23.6258 | 31.5138 | 32.5502 | 34.2349 | 37.8595 | 38.9753 | 41.9735 | 45.0168 | 49.2406 | 0 | 3.2564 | 1.5225 | 1.0369 | 1.6096
Other costs |  | 2.1735e-15 | 1.77e-15 | 9.7735e-15 | 1.2303 | 1.6876 | 1.477 | 7.131e-15 | 0.0093755 | 0.31101 | 0.60326 | 0 | 2949.3331 | 1.8442 | -39.7077 | 51.6529
Estimation of RES supporting costs passed on to consumers (8) |  | 0 | 0 | 29.6662 | 31.0116 | 29.6024 | 26.8658 | 17.2848 | 13.0916 | 9.6812 | 8.8237
Average price of electricity (pre-tax) (Euro'13 per MWhe) |  | 92.0125 | 135.5651 | 157.8179 | 159.4992 | 155.4212 | 154.9436 | 151.9689 | 151.1615 | 149.3187 | 147.0603 | 0 | 1.6392 | -0.28936 | -0.24681 | -0.27468
Excise tax and VAT on electricity (Euro'13 per MWhe) |  | 7.3804 | 8.1757 | 12.2992 | 11.9924 | 11.8858 | 11.7892 | 11.6072 | 11.7459 | 11.4635 | 11.1669 | 0 | 3.9054 | -0.17077 | -0.03683 | -0.50418
Average price of electricity (after tax) (Euro'13 per MWhe) |  | 99.3929 | 143.7409 | 170.1171 | 171.4916 | 167.307 | 166.7328 | 163.5762 | 162.9074 | 160.7822 | 158.2273 | 0 | 1.7809 | -0.28102 | -0.23184 | -0.29107
| 0 | 0 | 0 | 0 | 0 | 0 | 0 | 0 | 0 | 0 | 0 | 0 | 0 | 0 | 0 | 0
(1)Total (and average) costs include all costs related to electricity and steam generation in power plants (including the costs of energy consumed for On Site CHP steam generation), in district heating plants as well as in industrial and refinery boilers; they also include costs for transmission, distribution and net electricity imports
(2) including steam generation in district heating plants as well as in industrial and refinery boilers
(3) including steam generation in CHP power plants
(4) including investment in electricity and steam generation power plants, district heating plants as well as in industrial and refinery boilers.
(5) all types investment included: extension of lifetime, refurbishment, new plants construction
(6) average costs and prices calculated with respect to total electricity sales
(7) includes costs for CO2 storage were applicable
(8) extra costs due to renewable recovery which are passed on to consumers
Source: PRIMES

## pg-indicators
Spain:Reference scenario(REF2015f) | [15 empty] | POWER GENERATION INDICATORS
| 2000 | 2005 | 2010 | 2015 | 2020 | 2025 | 2030 | 2035 | 2040 | 2045 | 2050 | '00-'10 | '10-'20 | '20-'30 | '30-'40 | '40-'50
Annual % Change
Capacity indicators
Demand side load factor (1) (%)
Electricity | 68.995 | 68.9198 | 67.3619 | 69.4302 | 69.1983 | 69.6908 | 69.7857 | 69.9672 | 70.1687 | 70.3531 | 70.5237 | -0.23926 | 0.26932 | 0.084571 | 0.054753 | 0.050467
Steam | 81.041 | 79.8468 | 80.6978 | 78.6397 | 78.7481 | 78.828 | 78.83 | 78.7302 | 78.9953 | 79.0297 | 78.971 | -0.04244 | -0.24427 | 0.010394 | 0.02095 | -0.0030728
System Reserve margin (2) | 1.4676 | 1.49 | 1.7449 | 1.96 | 1.81 | 1.81 | 1.68 | 1.35 | 1.12 | 1.12 | 1.12 | 1.746 | 0.36678 | -0.74256 | -3.9735 | 0
Utilisation rate (3) of electric capacities (%)
Net capacity | 45.9473 | 43.0687 | 33.1032 | 28.8884 | 29.7378 | 28.6554 | 27.7246 | 31.0283 | 31.7124 | 30.3191 | 28.3611 | -3.2255 | -1.0664 | -0.69854 | 1.353 | -1.1107
Utilisation rate (3) of steam capacities (%) | 65.3912 | 65.4002 | 50.4261 | 47.118 | 59.2747 | 43.9377 | 50.683 | 41.3889 | 42.5172 | 43.019 | 64.5935 | -2.5653 | 1.6299 | -1.5537 | -1.7415 | 4.2707
Overall efficiency of net electricity production (4) (%) | 39.9949 | 44.4911 | 50.0015 | 48.5676 | 49.5368 | 52.2939 | 57.3171 | 60.8895 | 70.5747 | 81.5971 | 85.7434 | 2.2581 | -0.093345 | 1.4695 | 2.1025 | 1.9659
Efficiency of net thermal electricity production (%) | 38.4722 | 44.4227 | 45.9997 | 39.9995 | 40.1803 | 40.9954 | 42.2767 | 46.1369 | 49.6467 | 53.0478 | 51.3501 | 1.803 | -1.3435 | 0.50988 | 1.6199 | 0.33791
Ratios for electricity and steam (%)
Net imports ratio (5) | 1.9708 | -0.46624 | -2.8735 | -0.48431 | 1.5357 | 2.2146 | 1.6009 | -1.3774 | -1.4712 | -1.405 | -1.3495 | 0 | 0 | 0.41674 | 0 | -0.85979
excluding self consumption | 2.0823 | -0.49182 | -3.0123 | -0.50661 | 1.6022 | 2.292 | 1.6445 | -1.4117 | -1.4998 | -1.4273 | -1.3739 | 0 | 0 | 0.26107 | 0 | -0.87298
Electricity losses ratio (6) | 8.549 | 9.0108 | 9.4488 | 9.2097 | 8.8609 | 8.4939 | 8.1726 | 7.795 | 7.437 | 7.0745 | 6.6737 | 1.0058 | -0.64034 | -0.80539 | -0.93867 | -1.0772
excluding self consumption | 9.0326 | 9.5052 | 9.905 | 9.6337 | 9.2443 | 8.7909 | 8.3949 | 7.989 | 7.5816 | 7.1863 | 6.7943 | 0.92632 | -0.68802 | -0.95917 | -1.0138 | -1.0903
Self consumption ratio (7) | 4.5228 | 4.1071 | 3.5036 | 3.9261 | 3.7447 | 2.9791 | 2.2126 | 1.9284 | 1.4084 | 0.99561 | 0.78013 | -2.5213 | 0.66783 | -5.1256 | -4.4169 | -5.7363
Shares in net electricity generation
Thermal generation (incl. biomass-waste, geothermal heat) | 56.1426 | 65.8855 | 47.4269 | 42.7823 | 41.2257 | 35.2079 | 25.7589 | 23.0546 | 25.4682 | 25.3141 | 17.4002 | -1.6729 | -1.3915 | -4.5939 | -0.11345 | -3.7378
Carbon free generation | 44.7904 | 35.1556 | 54.0737 | 58.7512 | 60.7624 | 67.1399 | 76.8735 | 79.9615 | 77.6489 | 78.4128 | 85.8134 | 1.9014 | 1.1731 | 2.3798 | 0.10041 | 1.0048
Nuclear energy | 28.3707 | 19.9429 | 20.6299 | 20.7696 | 20.1664 | 20.1952 | 19.5699 | 18.5829 | 7.8551 | 0 | 0 | -3.1359 | -0.22701 | -0.29977 | -8.7241 | -100
Hydro and Intermittent Renewables | 15.4868 | 14.1715 | 31.9432 | 36.448 | 38.6079 | 44.5969 | 54.6711 | 58.3625 | 66.6767 | 74.6859 | 82.5998 | 7.5082 | 1.9131 | 3.54 | 2.005 | 2.1646
Biomass-waste, geothermal heat | 0.933 | 1.0412 | 1.5006 | 1.5336 | 1.9881 | 2.3477 | 2.6325 | 3.0161 | 3.1171 | 3.7269 | 3.2136 | 4.8668 | 2.853 | 2.8474 | 1.7042 | 0.30534
Electricity from CHP | 9.6341 | 8.3612 | 7.7879 | 9.9254 | 5.0818 | 5.1975 | 5.7773 | 9.413 | 10.0561 | 9.8918 | 7.3376 | -2.1049 | -4.1792 | 1.2909 | 5.699 | -3.1026
Generation in new plants
Electricity | 0 | 31.0682 | 51.3835 | 47.2428 | 52.1777 | 74.3057 | 89.0542 | 89.5801 | 89.9591 | 91.4166 | 91.6062 | 0 | 0.1535 | 5.4914 | 0.10116 | 0.1816
Steam | 0 | 0.021246 | 0.054463 | 38.3029 | 50.4278 | 55.5369 | 68.5561 | 71.0057 | 85.3783 | 99.4405 | 100 | 0 | 97.9963 | 3.1188 | 2.2186 | 1.5933
CHP indicators
Net Electricity to steam capacity ratio | 0.49234 | 0.63341 | 0.32848 | 0.56849 | 0.51402 | 0.34867 | 0.38398 | 0.4929 | 0.52404 | 0.54661 | 0.46592 | -3.9662 | 4.5796 | -2.8746 | 3.1587 | -1.1688
Net Electricity to steam generation ratio | 0.39657 | 0.3997 | 0.57142 | 0.66464 | 0.33109 | 0.32426 | 0.36193 | 0.66507 | 0.72105 | 0.73292 | 0.5648 | 3.7201 | -5.3109 | 0.89453 | 7.1355 | -2.4127
Emissions (8)
CO2 emissions (in kt CO2) | 117638.8188 | 139033.4978 | 84850.1035 | 99178.1776 | 93283.5985 | 71015.0589 | 47247.3548 | 35318.3666 | 34141.75 | 30971.2818 | 23503.6038 | -3.2145 | 0.95208 | -6.5763 | -3.1966 | -3.6648
Thermal power plants | 105564.3498 | 125287.2698 | 75025.1292 | 88774.6571 | 84657.6128 | 62726.7278 | 40204.0808 | 29717.7805 | 29301.7523 | 26446.6898 | 19389.5403 | -3.3573 | 1.2152 | -7.176 | -3.1137 | -4.045
of which for On Site CHP steam generation | 6756.4633 | 7611.9477 | 4760.4706 | 7590.5615 | 6366.9152 | 3755.6379 | 3223.8774 | 2685.6575 | 2272.7513 | 2241.4368 | 2452.5015 | -3.4409 | 2.9504 | -6.5789 | -3.4355 | 0.76408
District heating units | 0 | 0 | 0 | 0 | 0 | 0 | 0 | 0 | 0 | 0 | 0 | 0 | 0 | 0 | 0 | 0
Industrial boilers | 8821.9152 | 10646.1503 | 7022.502 | 6910.1729 | 6081.2107 | 5782.8334 | 4715.9416 | 3427.8099 | 2740.5847 | 2402.6389 | 1993.69 | -2.2554 | -1.4289 | -2.5105 | -5.2831 | -3.1318
Refinery boilers | 3252.5538 | 3100.0776 | 2802.4723 | 3493.3475 | 2544.775 | 2505.4978 | 2327.3325 | 2172.7762 | 2099.413 | 2121.9531 | 2120.3735 | -1.4783 | -0.95996 | -0.88922 | -1.0254 | 0.099394
CO2 emissions captured (in kt CO2) | 0 | 0 | 0 | 0 | 0 | 0 | 0 | 0 | 0 | 0 | 0 | 0 | 0 | 0 | 0 | 0
Carbon intensity
Power generation (per MWhe+MWhth) | 0.40265 | 0.3733 | 0.22936 | 0.29204 | 0.26943 | 0.19875 | 0.12351 | 0.088066 | 0.084873 | 0.074628 | 0.052657 | -5.4723 | 1.6231 | -7.5033 | -3.6823 | -4.6615
Thermal power plants (per MWhe+MWhth) | 0.6222 | 0.52001 | 0.42686 | 0.58155 | 0.54934 | 0.45008 | 0.3433 | 0.27019 | 0.24536 | 0.21824 | 0.19577 | -3.698 | 2.5547 | -4.5924 | -3.3027 | -2.2328
District heating units (per MWhth) | 0 | 0 | 0 | 0 | 0 | 0 | 0 | 0 | 0 | 0 | 0 | 0 | 0 | 0 | 0 | 0
Industrial boilers (per MWhth) | 0.28563 | 0.28087 | 0.25203 | 0.25015 | 0.21582 | 0.20912 | 0.18716 | 0.15809 | 0.12954 | 0.11291 | 0.091884 | -1.2437 | -1.5388 | -1.4151 | -3.6128 | -3.3761
Refinery boilers (per MWhth) | 0.29057 | 0.27294 | 0.25744 | 0.28527 | 0.21024 | 0.21024 | 0.20058 | 0.19236 | 0.19104 | 0.19284 | 0.19241 | -1.2032 | -2.0049 | -0.46955 | -0.48577 | 0.07105
Emissions index (2000=1)
CO2 emissions | 1 | 1.1819 | 0.72128 | 0.84307 | 0.79297 | 0.60367 | 0.40163 | 0.30023 | 0.29023 | 0.26327 | 0.19979 | -3.2145 | 0.95208 | -6.5763 | -3.1966 | -3.6648
SO2 emissions (9) | 1 | 0.72361 | 0.12853 | 0.3274 | 0.32576 | 0.26757 | 0.2025 | 0.12382 | 0.090691 | 0.089962 | 0.083922 | -18.5485 | 9.7465 | -4.643 | -7.7185 | -0.77274
NOx emissions (9) | 1 | 0.9489 | 0.30567 | 0.36137 | 0.48454 | 0.46639 | 0.41691 | 0.34506 | 0.53496 | 0.69941 | 0.63978 | -11.1771 | 4.7147 | -1.4919 | 2.5245 | 1.8054
Other indicators
Electricity per capita (KWh per capita)
Production | 5516.1701 | 6685.2074 | 6417.3305 | 5939.924 | 6190.8077 | 6234.8174 | 6451.2932 | 6789.2745 | 6882.528 | 6990.3623 | 7204.1807 | 1.5247 | -0.35872 | 0.413 | 0.64915 | 0.4578
Final demand | 4704.7639 | 5593.5232 | 5265.081 | 5032.0302 | 5393.8918 | 5542.8345 | 5768.0978 | 5928.1706 | 6051.9581 | 6189.0749 | 6380.441 | 1.1316 | 0.242 | 0.67301 | 0.48155 | 0.52995
Distributed steam per capita (KWh per capita)
Production | 0 | 0 | -1.5652e-13 | 5.5487 | 35.8674 | 92.3426 | 182.5365 | 236.0666 | 286.6269 | 252.9159 | 242.561 | 0 | 0 | 17.6698 | 4.6157 | -1.6554
Final demand | -2.2709e-14 | 0 | 0 | 5.5487 | 35.8674 | 92.3426 | 182.5365 | 236.0666 | 286.6269 | 252.9159 | 242.561 | -100 | 0 | 17.6698 | 4.6157 | -1.6554
Generation per unit of GDP (in MWh/MEuro'13)
Electricity | 247.5007 | 276.1892 | 272.9663 | 251.592 | 234.4516 | 211.3244 | 198.3879 | 192.1253 | 183.4464 | 180.629 | 177.1769 | 0.98416 | -1.5095 | -1.6564 | -0.77996 | -0.34714
Distributed steam | 57.4069 | 55.4022 | 35.8997 | 36.0963 | 34.6375 | 32.8638 | 30.9666 | 26.6678 | 25.2242 | 24.1357 | 22.8383 | -4.5859 | -0.35728 | -1.114 | -2.0302 | -0.9887
(1) demand side load factor = demand/(peak load x 8760hours)
(2) Ratio of confirmed capacity to peak load, where confirmed capacity is calculated by applying capacity credit factors per technology; the capacity credit factors for variable RES are below average annual availability of the corresponding RES resource, in conformity with system reliability and security of supply principles.
(3) utilisation rate = generation/(installed capacity x 8760hours)
(4) including nuclear, hydro, wind, etc.
(5) ratio of imports to electricity supply (in %)
(6) ratio of electricity transmission and distribution losses to electricity supply (in %)
(7) ratio of own consumption to electricity supply (in %)
(8) For total electricity and steam generation, i.e. including On Site CHP steam generation as well as industrial and refinery boilers
(9) The SO2 and NOx indicators relate to gross emissions following electricity and steam production and may not include additional end of pipe technology beyond the requirements of current legislation.
Source: PRIMES

## Explanation
(A) The total output of heat/steam from CHP can be higher than quantities shown here because these only include distributed heat/steam produced by CHP following EUROSTAT convention, according to which fuel consumption corresponding to on site steam/heat produced from CHP is accounted for in the final demand statistics as consumption of individual fuels and not as steam/heat, even if the fuel is in reality used in industrial CHP.
(B) PRIMES does not report separately on industrial waste. In order to ensure a consistent breakdown of supply and demand quanties, industrial waste is shown as part of total waste and of renewables. Given that only biodegradable waste counts towards the renewables targets, the indicators on the share of RES in gross final energy demand have been adjusted to exclude industrial waste. RES indicators have been calculated on the basis of the methodology developed by EUROSTAT, i.e. taking into account normalised hydro and wind production, increased weight for renewable electricity in road transport and aviation cap for gross final energy demand.
(C) For calculation of the RES-E and total RES in gross final energy consumption ratios, energy losses corresponding to hydrogen production from RES, which is stored and later converted back into electricity are excluded from gross electricity consumption and gross final energy consumption.
(D) Power generation includes electricity produced using hydrogen that has been derived from RES for storage purposes; it includes therefore both all the direct production of electricity from RES, which is partly used for transformation into hydrogen for storage purposes, and the indirect production of RES based electricity from that hydrogen; total electricity generation and fuel share numbers are therefore different from those shown in other sheets following a different concept.
Disclaimer: Energy and transport statistics reported in this publication and used for the modelling are mainly based on EUROSTAT and on the publications “EU Energy in Figures” of the Directorate General for Energy and “EU Transport in Figures” of the Directorate General for Mobility and Transport. Energy and transport statistical concepts have developed differently in the past according to their individual purposes. Energy demand in transport reflects usually sales of fuels at the point of refuelling, which can differ from the region of consumption. These differences should be borne in mind when comparing energy and transport figures. This applies in particular to transport activity ratios, such as energy efficiency in freight or passenger transport, which are measured in tonnes of oil equivalent per million tonne-km and in tonnes of oil equivalent per million passenger-km, respectively. For modelling purposes, some assumptions had to be made for calculating air and maritime transport performance and allocating it by MS. The transport volumes (number of passengers and tonnes) and distance matrices have been used for this purpose. By assumption, 50% of the calculated transport performance is allocated to the origin country and 50% to the destination country. The same “50%-50%” principle allocation applies to the EFTA countries and the candidate countries. For the international extra-EU activity, where the corresponding partner is outside EU-28 and is not an EFTA or candidate country, 100% of transport performance is allocated to the declaring EU MS country. These assumptions are used only for modelling purposes and shall be considered as model estimates and not as official data.
Abbreviations
GIC: Gross Inland Consumption
CHP: combined heat and power
Geographical regions
EU27: EU15 Member States + NM12 Member States
EU15: EU15 Member States (Austria, Belgium, Denmark, Finland, France, Germany, Greece, Ireland, Italy, Luxembourg, The Netherlands, Portugal, Spain, Sweden, United Kingdom)
NM12: New Member States (Bulgaria, Cyprus, Czech Republic, Estonia, Hungary, Latvia, Lithuania, Malta, Poland, Romania, Slovakia, Slovenia)
Units
toe: tonne of oil equivalent, or 107 kilocalories, or 41.86 GJ (Gigajoule)
Mtoe: million toe
GW: Gigawatt or 109 watt
kWh: kilowatt-hour or 103 watt-hour
MWh: megawatt-hour or 106 watt-hour
TWh: Terawatt-hour or 1012 watt-hour
t: metric tonnes, or 1000 kilogrammes
Mt: Million metric tonnes
km: kilometre
pkm: passenger-kilometre (one passenger transported a distance of one kilometre)
tkm: tonne-kilometre (one tonne transported a distance of one kilometre)
Gpkm: Giga passenger-kilometre, or 109 passenger-kilometre
Gtkm: Giga tonne-kilometre, or 109 tonne-kilometre