## Cover
Bulgaria:Reference scenario(REF2015f)
Detailed Analytical Results
Primes Ver. 4 Energy Model
E3M Lab
National Technical University of Athens
2016-07-14

## aggregate
Basic Results | [11 empty] | % change per annum
Bulgaria:Reference scenario(REF2015f) | 2000 | 2005 | 2010 | 2015 | 2020 | 2025 | 2030 | 2035 | 2040 | 2045 | 2050 | 2000-2010 | 2010-2030 | 2030-2050
Total Primary Energy (Mtoe) | 18.5226 | 19.7542 | 17.77 | 16.4686 | 16.3641 | 15.9165 | 15.7455 | 15.576 | 15.4568 | 14.8115 | 15.3875 | -0.41394 | -0.60297 | -0.11492
GDP (in 000 M€13) | 25.2617 | 32.9817 | 37.682 | 39.6452 | 45.1354 | 49.9463 | 53.4854 | 57.0574 | 60.9065 | 64.374 | 67.4868 | 4.08 | 1.7666 | 1.1694
CO2 Emissions (Mt of CO2) | 44.267 | 49.1248 | 45.8556 | 40.0727 | 38.1955 | 34.2044 | 32.3316 | 31.1797 | 28.8764 | 23.1581 | 16.7531 | 0.35321 | -1.7321 | -3.2339
Energy Intensity (toe/M€13) | 733.2295 | 598.9439 | 471.5783 | 415.3986 | 362.5554 | 318.6717 | 294.3879 | 272.9878 | 253.7789 | 230.0852 | 228.0073 | -4.3177 | -2.3284 | -1.2695
Carbon Intensity of GDP (t of CO2/M€13) | 1752.338 | 1489.4567 | 1216.9111 | 1010.7821 | 846.2413 | 684.8239 | 604.4931 | 546.4627 | 474.1111 | 359.7427 | 248.2426 | -3.5807 | -3.4379 | -4.3524
Carbon/Energy (t of CO2/toe of GIC) | 2.3899 | 2.4868 | 2.5805 | 2.4333 | 2.3341 | 2.149 | 2.0534 | 2.0018 | 1.8682 | 1.5635 | 1.0887 | 0.77034 | -1.136 | -3.1225
Indicators (1995 = 100) | [11 empty] | % change per annum
Bulgaria:Reference scenario(REF2015f) | 2000 | 2005 | 2010 | 2015 | 2020 | 2025 | 2030 | 2035 | 2040 | 2045 | 2050 | 2000-2010 | 2010-2030 | 2030-2050
Total Primary Energy | 81.6344 | 87.0624 | 78.3175 | 72.5817 | 72.1212 | 70.1485 | 69.3947 | 68.6477 | 68.1224 | 65.2785 | 67.817 | -0.41394 | -0.60297 | -0.11492
GDP | 101.143 | 132.0527 | 150.8716 | 158.7321 | 180.7139 | 199.9759 | 214.1456 | 228.4471 | 243.8582 | 257.7416 | 270.2045 | 4.08 | 1.7666 | 1.1694
CO2 Emissions (1990=100) | 60.9939 | 67.6874 | 63.1828 | 55.2147 | 52.6282 | 47.1291 | 44.5485 | 42.9614 | 39.7878 | 31.9087 | 23.0835 | 0.35321 | -1.7321 | -3.2339
Energy Intensity | 80.7118 | 65.9301 | 51.91 | 45.7259 | 39.9091 | 35.0785 | 32.4054 | 30.0497 | 27.9353 | 25.3271 | 25.0984 | -4.3177 | -2.3284 | -1.2695
Carbon/Energy | 97.3261 | 101.2729 | 105.0888 | 99.0932 | 95.0542 | 87.5159 | 83.6224 | 81.5209 | 76.081 | 63.6729 | 44.3383 | 0.77034 | -1.136 | -3.1225
Energy Intensity Indicators (2000 = 100) | [11 empty] | % change per annum
Bulgaria:Reference scenario(REF2015f) | 2000 | 2005 | 2010 | 2015 | 2020 | 2025 | 2030 | 2035 | 2040 | 2045 | 2050 | 2000-2010 | 2010-2030 | 2030-2050
Industry | 100 | 68.2219 | 37.2526 | 38.8039 | 35.2565 | 31.9813 | 29.4729 | 26.1044 | 24.6193 | 23.6412 | 22.1845 | -9.4026 | -1.1644 | -1.4104
Residential | 100 | 71.6228 | 67.0896 | 66.5058 | 58.1271 | 52.5846 | 49.2669 | 46.2764 | 44.0373 | 41.2183 | 39.5597 | -3.9128 | -1.532 | -1.0912
Tertiary | 100 | 90.7318 | 80.9854 | 75.5041 | 70.9164 | 65.1045 | 60.8449 | 56.2538 | 53.3099 | 51.1461 | 50.1464 | -2.0869 | -1.4195 | -0.96225
Transport | 100 | 110.4596 | 95.3391 | 95.3253 | 84.8211 | 77.9326 | 73.6377 | 70.4459 | 67.1972 | 64.1428 | 61.6137 | -0.47617 | -1.2831 | -0.8874
Total Primary Energy (Mtoe) | [11 empty] | % change per annum
Bulgaria:Reference scenario(REF2015f) | 2000 | 2005 | 2010 | 2015 | 2020 | 2025 | 2030 | 2035 | 2040 | 2045 | 2050 | 2000-2010 | 2010-2030 | 2030-2050
Solids | 6.4329 | 6.8951 | 6.8868 | 5.9832 | 5.6657 | 4.6988 | 4.3835 | 3.8965 | 3.3462 | 2.1117 | 2.8383 | 0.68414 | -2.2335 | -2.1498
Oil | 4.0682 | 4.7245 | 3.8878 | 3.7324 | 3.5565 | 3.6074 | 3.5195 | 3.5194 | 3.4958 | 3.4832 | 3.487 | -0.45254 | -0.49646 | -0.046327
Natural gas | 2.9314 | 2.8041 | 2.3004 | 2.1182 | 2.1282 | 2.1695 | 2.0922 | 2.5336 | 2.5704 | 2.3929 | 2.1348 | -2.3948 | -0.47318 | 0.10076
Nuclear | 4.6994 | 4.826 | 3.9561 | 3.7763 | 3.7763 | 3.7763 | 3.7763 | 3.7763 | 3.7763 | 4.3181 | 4.3181 | -1.707 | -0.23236 | 0.67267
Electricity | -0.3972 | -0.6519 | -0.7263 | -1.011 | -0.91972 | -1.0005 | -0.99462 | -1.3047 | -1.1731 | -1.0855 | -1.0836 | 6.2211 | 1.5844 | 0.42917
Renewables | 0.7879 | 1.1564 | 1.4652 | 1.8696 | 2.1571 | 2.665 | 2.9687 | 3.155 | 3.4412 | 3.5912 | 3.6929 | 6.4002 | 3.5937 | 1.0975
Total Primary Energy | 18.5226 | 19.7542 | 17.77 | 16.4686 | 16.3641 | 15.9165 | 15.7455 | 15.576 | 15.4568 | 14.8115 | 15.3875 | -0.41394 | -0.60297 | -0.11492
Total Primary Energy in % | [11 empty] | % difference
Bulgaria:Reference scenario(REF2015f) | 2000 | 2005 | 2010 | 2015 | 2020 | 2025 | 2030 | 2035 | 2040 | 2045 | 2050 | 2000-2010 | 2010-2030 | 2030-2050
Solids | 34.73 | 34.9045 | 38.7552 | 36.3307 | 34.6229 | 29.5219 | 27.8397 | 25.0161 | 21.6488 | 14.2568 | 18.4453 | 4.0252 | -10.9155 | -9.3945
Oil | 21.9634 | 23.9164 | 21.8784 | 22.6637 | 21.7334 | 22.6645 | 22.3522 | 22.5948 | 22.6164 | 23.5167 | 22.6612 | -0.084992 | 0.47372 | 0.30902
Natural gas | 15.8261 | 14.195 | 12.9454 | 12.8618 | 13.0056 | 13.6303 | 13.2877 | 16.266 | 16.6296 | 16.1555 | 13.8735 | -2.8807 | 0.34232 | 0.58577
Nuclear | 25.3712 | 24.4302 | 22.2628 | 22.9301 | 23.0765 | 23.7254 | 23.9831 | 24.2441 | 24.4311 | 29.1537 | 28.0625 | -3.1084 | 1.7203 | 4.0793
Electricity | -2.1444 | -3.3001 | -4.0872 | -6.139 | -5.6204 | -6.2857 | -6.3169 | -8.3766 | -7.5893 | -7.3291 | -7.0419 | -1.9428 | -2.2297 | -0.72498
Renewables | 4.2537 | 5.8539 | 8.2454 | 11.3527 | 13.1821 | 16.7436 | 18.8541 | 20.2556 | 22.2634 | 24.2463 | 23.9994 | 3.9916 | 10.6087 | 5.1453
Primary Energy Supply (Mtoe) | [11 empty] | % change per annum
Bulgaria:Reference scenario(REF2015f) | 2000 | 2005 | 2010 | 2015 | 2020 | 2025 | 2030 | 2035 | 2040 | 2045 | 2050 | 2000-2010 | 2010-2030 | 2030-2050
Production Oil&Gas | 0.0807 | 0.4427 | 0.1198 | 0.14211 | 0.14795 | 0.15803 | 0.17089 | 0.21009 | 0.22456 | 0.22887 | 0.2326 | 4.0299 | 1.7919 | 1.5535
Production Solids | 4.2948 | 4.178 | 4.9424 | 4.0549 | 4.6442 | 3.6754 | 3.6664 | 3.0289 | 3.1401 | 1.9286 | 2.684 | 1.4144 | -1.4821 | -1.5475
Production RES | 0.7916 | 1.182 | 1.5122 | 1.8827 | 2.1214 | 2.6311 | 2.9316 | 3.133 | 3.4266 | 3.5789 | 3.6834 | 6.6867 | 3.3654 | 1.148
Production Nuclear | 4.6994 | 4.826 | 3.9561 | 3.7763 | 3.7763 | 3.7763 | 3.7763 | 3.7763 | 3.7763 | 4.3181 | 4.3181 | -1.707 | -0.23236 | 0.67267
Net Imports Oil&Gas | 6.6865 | 7.401 | 6.1558 | 5.8131 | 5.6878 | 5.787 | 5.6185 | 6.0268 | 6.0367 | 5.8553 | 5.6075 | -0.82355 | -0.45557 | -0.0098576
Net Imports Solids | 2.2576 | 2.5531 | 1.7001 | 1.9282 | 1.0215 | 1.0234 | 0.71709 | 0.86757 | 0.20611 | 0.18309 | 0.1543 | -2.7963 | -4.2244 | -7.3939
Net Imports Electricity | -0.3972 | -0.6519 | -0.7263 | -1.011 | -0.91972 | -1.0005 | -0.99462 | -1.3047 | -1.1731 | -1.0855 | -1.0836 | 6.2211 | 1.5844 | 0.42917
Net Imports RES | -0.0025 | -0.0264 | -0.0551 | -0.013064 | 0.03576 | 0.033854 | 0.03703 | 0.022013 | 0.014599 | 0.01229 | 0.0094697 | 36.2452 | 0 | -6.591
Primary Energy Supply | 18.4109 | 19.9045 | 17.605 | 16.5732 | 16.5151 | 16.0846 | 15.9232 | 15.7599 | 15.6519 | 15.0196 | 15.6058 | -0.4466 | -0.50076 | -0.10063
Primary Energy Production | 9.8665 | 10.6287 | 10.5305 | 9.856 | 10.6898 | 10.2409 | 10.5452 | 10.1483 | 10.5675 | 10.0545 | 10.9181 | 0.65343 | 0.0069679 | 0.17392
Primary Energy Supply in % | [11 empty] | % difference
Bulgaria:Reference scenario(REF2015f) | 2000 | 2005 | 2010 | 2015 | 2020 | 2025 | 2030 | 2035 | 2040 | 2045 | 2050 | 2000-2010 | 2010-2030 | 2030-2050
Production Oil&Gas | 0.43833 | 2.2241 | 0.68049 | 0.8575 | 0.89586 | 0.9825 | 1.0732 | 1.3331 | 1.4347 | 1.5238 | 1.4905 | 0.24216 | 0.39274 | 0.41727
Production Solids | 23.3275 | 20.9902 | 28.0738 | 24.4667 | 28.1209 | 22.8507 | 23.0255 | 19.2192 | 20.0621 | 12.8403 | 17.1985 | 4.7464 | -5.0483 | -5.827
Production RES | 4.2996 | 5.9384 | 8.5896 | 11.3598 | 12.845 | 16.3581 | 18.4111 | 19.8794 | 21.8927 | 23.8284 | 23.603 | 4.29 | 9.8214 | 5.192
Production Nuclear | 25.5251 | 24.2458 | 22.4715 | 22.7853 | 22.8655 | 23.4774 | 23.7154 | 23.9611 | 24.1266 | 28.7497 | 27.6699 | -3.0536 | 1.2439 | 3.9545
Net Imports Oil&Gas | 36.3182 | 37.1825 | 34.9662 | 35.0752 | 34.4397 | 35.9782 | 35.2852 | 38.2414 | 38.5686 | 38.9845 | 35.932 | -1.352 | 0.31901 | 0.64682
Net Imports Solids | 12.2623 | 12.8267 | 9.6569 | 11.6346 | 6.1854 | 6.3626 | 4.5034 | 5.5049 | 1.3168 | 1.219 | 0.98873 | -2.6054 | -5.1535 | -3.5147
Net Imports Electricity | -2.1574 | -3.2751 | -4.1255 | -6.1002 | -5.569 | -6.22 | -6.2464 | -8.2788 | -7.4947 | -7.2275 | -6.9434 | -1.9681 | -2.1208 | -0.697
Net Imports RES | -0.013579 | -0.13263 | -0.31298 | -0.078827 | 0.21653 | 0.21048 | 0.23256 | 0.13968 | 0.093271 | 0.081825 | 0.06068 | -0.2994 | 0.54553 | -0.17188
Total Import Dependence | 45.9668 | 46.6897 | 39.5967 | 40.5307 | 35.2727 | 36.3313 | 33.7748 | 35.6072 | 32.4839 | 33.0578 | 30.0381 | -6.3701 | -5.8218 | -3.7368
Oil and gas import share in primary supply | 36.3182 | 37.1825 | 34.9662 | 35.0752 | 34.4397 | 35.9782 | 35.2852 | 38.2414 | 38.5686 | 38.9845 | 35.932 | -1.352 | 0.31901 | 0.64682
Total Final Energy by Sector (Mtoe) | [11 empty] | % change per annum
Bulgaria:Reference scenario(REF2015f) | 2000 | 2005 | 2010 | 2015 | 2020 | 2025 | 2030 | 2035 | 2040 | 2045 | 2050 | 2000-2010 | 2010-2030 | 2030-2050
Heavy Industry | 3.1237 | 3.1606 | 1.7885 | 1.929 | 1.9346 | 1.9012 | 1.8561 | 1.703 | 1.6867 | 1.6966 | 1.6392 | -5.4238 | 0.18576 | -0.61938
Other Industries | 0.843 | 0.876 | 0.7723 | 0.77988 | 0.85989 | 0.90525 | 0.93434 | 0.92002 | 0.94395 | 0.97383 | 1.0076 | -0.87211 | 0.95686 | 0.37793
Residential | 2.1547 | 2.1168 | 2.2463 | 2.3065 | 2.3713 | 2.3995 | 2.4332 | 2.464 | 2.5292 | 2.528 | 2.5697 | 0.4172 | 0.40043 | 0.27333
Tertiary | 0.9715 | 1.1281 | 1.1737 | 1.1785 | 1.2649 | 1.2879 | 1.2907 | 1.2796 | 1.2987 | 1.32 | 1.3573 | 1.9087 | 0.47642 | 0.25185
Transport | 2.0126 | 2.9025 | 2.8622 | 3.0109 | 3.0501 | 3.1011 | 3.1378 | 3.2023 | 3.2607 | 3.2897 | 3.3128 | 3.5844 | 0.46078 | 0.27162
Total Final Energy | 9.1055 | 10.184 | 8.843 | 9.2048 | 9.4807 | 9.595 | 9.6523 | 9.5688 | 9.7192 | 9.8082 | 9.8866 | -0.2921 | 0.43879 | 0.12003
Total Final Energy by Sector in % | [11 empty] | % difference
Bulgaria:Reference scenario(REF2015f) | 2000 | 2005 | 2010 | 2015 | 2020 | 2025 | 2030 | 2035 | 2040 | 2045 | 2050 | 2000-2010 | 2010-2030 | 2030-2050
Heavy Industry | 34.3056 | 31.035 | 20.225 | 20.9566 | 20.4053 | 19.8148 | 19.23 | 17.797 | 17.3542 | 17.2982 | 16.5804 | -14.0806 | -0.99502 | -2.6496
Other Industries | 9.2581 | 8.6017 | 8.7335 | 8.4725 | 9.0699 | 9.4346 | 9.68 | 9.6147 | 9.7122 | 9.9287 | 10.191 | -0.52468 | 0.9465 | 0.51108
Residential | 23.6637 | 20.7855 | 25.402 | 25.0577 | 25.0115 | 25.0079 | 25.2087 | 25.7501 | 26.0225 | 25.7747 | 25.992 | 1.7383 | -0.19332 | 0.7833
Tertiary | 10.6694 | 11.0772 | 13.2726 | 12.8034 | 13.3415 | 13.4228 | 13.3725 | 13.3723 | 13.3623 | 13.4581 | 13.729 | 2.6033 | 0.099807 | 0.35655
Transport | 22.1031 | 28.5006 | 32.3668 | 32.7098 | 32.1718 | 32.32 | 32.5089 | 33.466 | 33.5489 | 33.5403 | 33.5076 | 10.2637 | 0.14203 | 0.99871
Total Final Energy by Fuel (Mtoe) | [11 empty] | % change per annum
Bulgaria:Reference scenario(REF2015f) | 2000 | 2005 | 2010 | 2015 | 2020 | 2025 | 2030 | 2035 | 2040 | 2045 | 2050 | 2000-2010 | 2010-2030 | 2030-2050
Solids | 0.8786 | 0.9785 | 0.4138 | 0.48711 | 0.41936 | 0.33258 | 0.28352 | 0.22571 | 0.18489 | 0.15651 | 0.13223 | -7.253 | -1.8727 | -3.7418
Oil | 3.0258 | 3.7124 | 3.1247 | 3.1338 | 3.0587 | 3.1057 | 3.0473 | 3.027 | 3.0139 | 3.0051 | 3.0036 | 0.32215 | -0.12535 | -0.072227
Gas | 1.6809 | 1.5651 | 1.0581 | 1.0516 | 1.0839 | 1.042 | 0.99879 | 0.96263 | 1.018 | 1.0395 | 1.0213 | -4.5231 | -0.28803 | 0.11139
Electricity | 2.0854 | 2.2111 | 2.3307 | 2.3822 | 2.5058 | 2.5981 | 2.6719 | 2.7267 | 2.8174 | 2.9207 | 3.0616 | 1.1183 | 0.68553 | 0.6829
Steam Distrib.(A) | 0.8795 | 0.9393 | 0.9595 | 0.84101 | 0.86924 | 0.93201 | 0.96278 | 0.91928 | 0.92018 | 0.91423 | 0.91402 | 0.87439 | 0.017078 | -0.25953
Renewables | 0.5553 | 0.7776 | 0.9562 | 1.3091 | 1.5438 | 1.5846 | 1.6879 | 1.7075 | 1.7649 | 1.772 | 1.754 | 5.585 | 2.8822 | 0.19212
Total Final Energy | 9.1055 | 10.184 | 8.843 | 9.2048 | 9.4807 | 9.595 | 9.6523 | 9.5688 | 9.7192 | 9.8082 | 9.8866 | -0.2921 | 0.43879 | 0.12003
Total Final Energy by Fuel in % | [11 empty] | % difference
Bulgaria:Reference scenario(REF2015f) | 2000 | 2005 | 2010 | 2015 | 2020 | 2025 | 2030 | 2035 | 2040 | 2045 | 2050 | 2000-2010 | 2010-2030 | 2030-2050
Solids | 9.6491 | 9.6082 | 4.6794 | 5.2919 | 4.4233 | 3.4662 | 2.9374 | 2.3588 | 1.9023 | 1.5958 | 1.3375 | -4.9697 | -1.742 | -1.5999
Oil | 33.2305 | 36.4533 | 35.3353 | 34.0457 | 32.2628 | 32.3679 | 31.5707 | 31.6343 | 31.0092 | 30.6387 | 30.3801 | 2.1048 | -3.7646 | -1.1906
Gas | 18.4603 | 15.3682 | 11.9654 | 11.4245 | 11.4325 | 10.86 | 10.3477 | 10.0601 | 10.4744 | 10.5986 | 10.3299 | -6.4949 | -1.6177 | -0.017854
Electricity | 22.9026 | 21.7115 | 26.3564 | 25.8796 | 26.43 | 27.0776 | 27.6821 | 28.4955 | 28.9881 | 29.7787 | 30.9666 | 3.4538 | 1.3257 | 3.2845
Steam Distrib.(A) | 9.659 | 9.2233 | 10.8504 | 9.1366 | 9.1685 | 9.7135 | 9.9747 | 9.607 | 9.4676 | 9.3211 | 9.245 | 1.1914 | -0.8757 | -0.72968
Renewables | 6.0985 | 7.6355 | 10.8131 | 14.2217 | 16.283 | 16.5149 | 17.4874 | 17.8443 | 18.1584 | 18.0671 | 17.741 | 4.7146 | 6.6744 | 0.25355
Energy related CO2 Emissions (Mt) | [11 empty] | % change per annum
Bulgaria:Reference scenario(REF2015f) | 2000 | 2005 | 2010 | 2015 | 2020 | 2025 | 2030 | 2035 | 2040 | 2045 | 2050 | 2000-2010 | 2010-2030 | 2030-2050
Power and Distr. Steam | 24.5532 | 27.8571 | 31.2085 | 25.1383 | 23.773 | 20.1211 | 18.8411 | 18.1374 | 15.9678 | 10.3758 | 4.1398 | 2.4275 | -2.4917 | -7.297
Energy Branch | 0.83519 | 0.77778 | 0.90137 | 0.84759 | 0.75124 | 0.71796 | 0.66167 | 0.63953 | 0.6205 | 0.59919 | 0.58307 | 0.76547 | -1.5338 | -0.6303
Industry | 10.5903 | 9.8248 | 3.6978 | 3.9798 | 3.9928 | 3.6584 | 3.2052 | 2.7165 | 2.5344 | 2.4516 | 2.3104 | -9.9874 | -0.71221 | -1.6234
Residential | 1.3536 | 1.2198 | 0.98961 | 0.95639 | 0.65767 | 0.52966 | 0.45498 | 0.40509 | 0.37429 | 0.34394 | 0.32291 | -3.0832 | -3.8108 | -1.6998
Tertiary | 1.2073 | 1.0959 | 0.80502 | 0.71877 | 0.69031 | 0.67979 | 0.6098 | 0.577 | 0.55225 | 0.52601 | 0.50541 | -3.9714 | -1.3791 | -0.93441
Transport | 5.7275 | 8.3495 | 8.2533 | 8.4318 | 8.3305 | 8.4975 | 8.5588 | 8.7042 | 8.8272 | 8.8615 | 8.8915 | 3.7208 | 0.1819 | 0.19087
Total energy related CO2 Emissions | 44.267 | 49.1248 | 45.8556 | 40.0727 | 38.1955 | 34.2044 | 32.3316 | 31.1797 | 28.8764 | 23.1581 | 16.7531 | 0.35321 | -1.7321 | -3.2339
ETS excluding aviation | 0 | 36.7924 | 34.7474 | 29.0137 | 27.5437 | 23.5861 | 21.8783 | 20.8185 | 18.5056 | 12.8664 | 6.517 | 0 | -2.2865 | -5.8757
Aviation | 0 | 0.60392 | 0.5465 | 0.62167 | 0.73337 | 0.90602 | 1.0523 | 1.1423 | 1.2242 | 1.3319 | 1.4458 | 0 | 3.3302 | 1.6013
non - ETS | 0 | 11.7285 | 10.5617 | 10.4373 | 9.9183 | 9.7124 | 9.4009 | 9.2189 | 9.1467 | 8.9598 | 8.7903 | 0 | -0.58046 | -0.33526
Energy related CO2 Emissions in % | [11 empty] | % difference
Bulgaria:Reference scenario(REF2015f) | 2000 | 2005 | 2010 | 2015 | 2020 | 2025 | 2030 | 2035 | 2040 | 2045 | 2050 | 2000-2010 | 2010-2030 | 2030-2050
Power and Distr. Steam | 55.4661 | 56.7067 | 68.0583 | 62.7318 | 62.2403 | 58.826 | 58.2746 | 58.1704 | 55.2968 | 44.8044 | 24.7105 | 12.5922 | -9.7836 | -33.5641
Energy Branch | 1.8867 | 1.5833 | 1.9657 | 2.1151 | 1.9668 | 2.099 | 2.0465 | 2.0511 | 2.1488 | 2.5874 | 3.4804 | 0.078957 | 0.080866 | 1.4339
Industry | 23.9236 | 19.9996 | 8.064 | 9.9314 | 10.4536 | 10.6958 | 9.9136 | 8.7125 | 8.7768 | 10.5864 | 13.791 | -15.8596 | 1.8496 | 3.8774
Residential | 3.0577 | 2.483 | 2.1581 | 2.3866 | 1.7219 | 1.5485 | 1.4072 | 1.2992 | 1.2962 | 1.4852 | 1.9275 | -0.8996 | -0.75088 | 0.52024
Tertiary | 2.7272 | 2.2309 | 1.7556 | 1.7937 | 1.8073 | 1.9874 | 1.8861 | 1.8505 | 1.9124 | 2.2714 | 3.0168 | -0.97168 | 0.13051 | 1.1307
Transport | 12.9386 | 16.9966 | 17.9984 | 21.0414 | 21.8101 | 24.8432 | 26.4719 | 27.9162 | 30.5689 | 38.2653 | 53.0738 | 5.0598 | 8.4735 | 26.6018
ETS excluding aviation | 0 | 74.8958 | 75.7756 | 72.4026 | 72.1126 | 68.9561 | 67.6687 | 66.7695 | 64.0854 | 55.559 | 38.9002 | 75.7756 | -8.1069 | -28.7685
Aviation | 0 | 1.2294 | 1.1918 | 1.5514 | 1.92 | 2.6488 | 3.2547 | 3.6636 | 4.2394 | 5.7514 | 8.6303 | 1.1918 | 2.0629 | 5.3757
non - ETS | 0 | 23.8749 | 23.0326 | 26.046 | 25.9674 | 28.395 | 29.0766 | 29.5669 | 31.6753 | 38.6895 | 52.4695 | 23.0326 | 6.044 | 23.3928
Power Generation (TWh net) | [11 empty] | % change per annum
Bulgaria:Reference scenario(REF2015f) | 2000 | 2005 | 2010 | 2015 | 2020 | 2025 | 2030 | 2035 | 2040 | 2045 | 2050 | 2000-2010 | 2010-2030 | 2030-2050
From Solids | 14.6851 | 15.9739 | 19.4247 | 20.0227 | 19.5475 | 16.1253 | 15.117 | 13.8499 | 11.7911 | 7.1381 | 9.2461 | 2.8366 | -1.2458 | -2.4281
From Oil | 0.6157 | 0.5574 | 0.36922 | 0.40366 | 0.0625 | 0.058057 | 0 | 0.057961 | 0 | 0.00011592 | 0.00019936 | -4.9852 | -100 | 0
From Gas | 1.9429 | 1.6973 | 1.8135 | 2.9278 | 3.7706 | 4.3182 | 4.0388 | 8.352 | 8.0822 | 6.6201 | 5.1175 | -0.6867 | 4.0846 | 1.1906
From Nuclear | 16.789 | 17.343 | 14.236 | 14.6367 | 14.6367 | 14.6367 | 14.6367 | 14.6367 | 14.6367 | 19.08 | 19.08 | -1.636 | 0.13887 | 1.3344
From RES | 2.584 | 4.3197 | 5.7451 | 6.3682 | 6.8037 | 11.5373 | 13.5457 | 14.4925 | 16.3292 | 18.038 | 19.2381 | 8.3181 | 4.3819 | 1.7696
Total Power Generation | 36.6166 | 39.8913 | 41.5885 | 44.3591 | 44.8209 | 46.6755 | 47.3382 | 51.389 | 50.8392 | 50.8763 | 52.6819 | 1.2813 | 0.64957 | 0.53621
Net Power Generation in % | [11 empty] | % difference
Bulgaria:Reference scenario(REF2015f) | 2000 | 2005 | 2010 | 2015 | 2020 | 2025 | 2030 | 2035 | 2040 | 2045 | 2050 | 2000-2010 | 2010-2030 | 2030-2050
From Solids | 40.105 | 40.0437 | 46.7069 | 45.1379 | 43.6123 | 34.5477 | 31.9341 | 26.9511 | 23.1929 | 14.0302 | 17.5508 | 6.6019 | -14.7728 | -14.3833
From Oil | 1.6815 | 1.3973 | 0.88779 | 0.90999 | 0.13944 | 0.12438 | 0 | 0.11279 | 0 | 0.00022785 | 0.00037842 | -0.79369 | -0.88779 | 0.00037842
From Gas | 5.306 | 4.2548 | 4.3606 | 6.6002 | 8.4126 | 9.2516 | 8.5318 | 16.2525 | 15.8976 | 13.0122 | 9.714 | -0.9454 | 4.1712 | 1.1821
From Nuclear | 45.8507 | 43.4756 | 34.2306 | 32.9959 | 32.6558 | 31.3583 | 30.9193 | 28.4821 | 28.7901 | 37.5027 | 36.2174 | -11.6201 | -3.3113 | 5.298
From RES | 7.0568 | 10.8286 | 13.8141 | 14.3561 | 15.1798 | 24.718 | 28.6148 | 28.2016 | 32.1194 | 35.4546 | 36.5175 | 6.7573 | 14.8007 | 7.9027
Power Capacity (GW net) | [11 empty] | % change per annum
Bulgaria:Reference scenario(REF2015f) | 2000 | 2005 | 2010 | 2015 | 2020 | 2025 | 2030 | 2035 | 2040 | 2045 | 2050 | 2000-2010 | 2010-2030 | 2030-2050
Solids | 5.0995 | 5.0995 | 4.703 | 5.3127 | 4.819 | 3.5013 | 3.3909 | 2.3787 | 1.7991 | 1.5898 | 2.1794 | -0.80615 | -1.6222 | -2.1861
Oil | 0.05681 | 0.04161 | 0.01311 | 0.01311 | 0.00171 | 0.00171 | 0.00171 | 0 | 0 | 0 | 0 | -13.639 | -9.683 | -100
Gas | 0.68911 | 0.73698 | 0.60699 | 0.62599 | 0.91025 | 1.129 | 1.0426 | 1.4326 | 1.2708 | 1.5169 | 1.4776 | -1.2609 | 2.7415 | 1.7589
Nuclear | 3.6096 | 2.7648 | 1.92 | 1.92 | 1.92 | 1.92 | 1.92 | 1.92 | 1.92 | 2.4 | 2.4 | -6.1176 | 0 | 1.122
RES | 1.016 | 1.992 | 2.7001 | 4.096 | 4.1613 | 5.9267 | 7.1331 | 7.383 | 8.1205 | 8.5621 | 9.2362 | 10.2677 | 4.9772 | 1.3003
Total Power Generation excl.generation for RES storage | 10.471 | 10.6349 | 9.9432 | 11.9678 | 11.8122 | 12.4788 | 13.4884 | 13.1143 | 13.1103 | 14.0687 | 15.2931 | -0.5159 | 1.5364 | 0.62985
Net Power Capacity in % | [11 empty] | % difference
Bulgaria:Reference scenario(REF2015f) | 2000 | 2005 | 2010 | 2015 | 2020 | 2025 | 2030 | 2035 | 2040 | 2045 | 2050 | 2000-2010 | 2010-2030 | 2030-2050
Solids | 48.7011 | 47.9506 | 47.2987 | 44.3917 | 40.7968 | 28.0584 | 25.1398 | 18.1379 | 13.7225 | 11.3 | 14.2506 | -1.4024 | -22.1589 | -10.8892
Oil | 0.54254 | 0.39126 | 0.13185 | 0.10954 | 0.014476 | 0.013703 | 0.012678 | 0 | 0 | 0 | 0 | -0.4107 | -0.11917 | -0.012678
Gas | 6.5811 | 6.9299 | 6.1046 | 5.2306 | 7.706 | 9.0475 | 7.7294 | 10.9241 | 9.693 | 10.782 | 9.6618 | -0.47654 | 1.6248 | 1.9324
Nuclear | 34.4723 | 25.9974 | 19.3097 | 16.0431 | 16.2543 | 15.3861 | 14.2345 | 14.6405 | 14.6449 | 17.0591 | 15.6933 | -15.1626 | -5.0752 | 1.4588
RES | 9.703 | 18.7308 | 27.1552 | 34.2251 | 35.2284 | 47.4943 | 52.8836 | 56.2975 | 61.9396 | 60.8589 | 60.3943 | 17.4522 | 25.7284 | 7.5106
Net Power Capacity Investment (GW net) | [11 empty] | Total in GW
Bulgaria:Reference scenario(REF2015f) |  | 00-05 | 05-10 | 10-15 | 15-20 | 20-25 | 25-30 | 30-35 | 35-40 | 40-45 | 45-50 | 2000-2010 | 2010-2030 | 2030-2050
Solids |  | 0 | 0.06384 | 0.6097 | 1.3325 | 0.5796 | 0 | 0.4004 | 0.19565 | 0 | 0.99 | 0.06384 | 2.5218 | 1.586
Oil |  | 0 | 0 | 0 | 0 | 0 | 0 | 0 | 0 | 0 | 0 | 0 | 0 | 0
Gas |  | 0.04787 | 0.043755 | 0.0475 | 0.4849 | 0.40022 | 0 | 0.61332 | 0.017552 | 0.25074 | 0.0093405 | 0.091626 | 0.93262 | 0.89095
Nuclear |  | 0 | 0 | 0 | 1.92 | 0 | 0 | 0 | 0 | 2.4 | 0 | 0 | 1.92 | 2.4
RES |  | 0.976 | 0.70809 | 1.5499 | 0.065283 | 1.7654 | 1.2064 | 0.28291 | 2.2526 | 1.0708 | 1.2439 | 1.6841 | 4.587 | 4.8502
Total net power capacity investment |  | 1.0239 | 0.81569 | 2.2071 | 3.8026 | 2.7453 | 1.2064 | 1.2966 | 2.4658 | 3.7215 | 2.2432 | 1.8396 | 9.9614 | 9.7272
Power Generation Indicators (%) | [11 empty] | % difference
Bulgaria:Reference scenario(REF2015f) | 2000 | 2005 | 2010 | 2015 | 2020 | 2025 | 2030 | 2035 | 2040 | 2045 | 2050 | 2000-2010 | 2010-2030 | 2030-2050
Efficiency of thermal power generation | 28.4344 | 26.964 | 28.4793 | 36.7523 | 39.0329 | 39.4075 | 39.5648 | 44.1809 | 44.7477 | 46.5455 | 45.1846 | 0.044876 | 11.0854 | 5.6198
Load Factor | 39.9195 | 42.8195 | 47.7467 | 42.3121 | 43.3156 | 42.6985 | 40.0635 | 44.7321 | 44.267 | 41.2816 | 39.3243 | 7.8271 | -7.6832 | -0.73912
CHP share | 7.7958 | 6.1218 | 8 | 11.9554 | 12.633 | 9.4454 | 8.7125 | 8.4141 | 9.1351 | 9.7172 | 10.8141 | 0.20419 | 0.71251 | 2.1016
Share of non-fossil fuels | 51.3359 | 52.3333 | 45.7461 | 45.1455 | 45.4117 | 53.8731 | 57.2643 | 55.0352 | 59.3334 | 71.9603 | 69.6874 | -5.5898 | 11.5182 | 12.4231
Carbon intensity (t CO2 / MWh) | 0.47073 | 0.50594 | 0.56044 | 0.44291 | 0.4136 | 0.33444 | 0.30968 | 0.28391 | 0.25153 | 0.16533 | 0.065574 | 0.089706 | -0.25076 | -0.24411
CO2 emissions captured (in Mt CO2) | 0 | 0 | 0 | 0 | 0 | 0 | 0 | 0 | 0 | 0 | 8.8269 | 0 | 0 | 0
Economic Cost Indicators | [11 empty] | % change per annum
Bulgaria:Reference scenario(REF2015f) | 2000 | 2005 | 2010 | 2015 | 2020 | 2025 | 2030 | 2035 | 2040 | 2045 | 2050 | 2000-2010 | 2010-2030 | 2030-2050
Total Cost of Energy in billion €'13 | 5.2237 | 7.3659 | 9.522 | 10.6142 | 13.211 | 15.1666 | 17.0718 | 18.5076 | 20.0974 | 21.0707 | 22.348 | 6.188 | 2.9621 | 1.3557
- excluding disutility costs | 5.2237 | 7.3659 | 9.522 | 10.6142 | 13.211 | 15.1666 | 17.0718 | 18.5076 | 20.0974 | 21.0707 | 22.348 | 6.188 | 2.9621 | 1.3557
- excluding auction payments | 5.2237 | 7.3659 | 9.522 | 10.4214 | 12.8151 | 14.3488 | 15.9981 | 17.3128 | 18.813 | 19.5326 | 20.7425 | 6.188 | 2.6283 | 1.307
Total Cost of Energy as % of GDP | 20.6782 | 22.3333 | 25.2695 | 26.7729 | 29.2698 | 30.3659 | 31.9187 | 32.4369 | 32.9972 | 32.7317 | 33.1147 | 4.5912 | 6.6492 | 1.1961
- excluding disutility costs | 20.6782 | 22.3333 | 25.2695 | 26.7729 | 29.2698 | 30.3659 | 31.9187 | 32.4369 | 32.9972 | 32.7317 | 33.1147 | 4.5912 | 6.6492 | 1.1961
- excluding auction payments | 20.6782 | 22.3333 | 25.2695 | 26.2866 | 28.3927 | 28.7285 | 29.9112 | 30.3428 | 30.8884 | 30.3424 | 30.7357 | 4.5912 | 4.6418 | 0.82444
Total Cost of Energy system per Unit of Final Consumption (€'13/Mwh) | 49.3367 | 62.2022 | 92.6038 | 99.1674 | 119.8377 | 135.9379 | 152.1071 | 166.3374 | 177.8309 | 184.7525 | 194.3969 | 6.4991 | 2.5123 | 1.2341
Average Price of Electricity in Final demand sectors (€'13/MWh) | 44.474 | 56.1736 | 74.9374 | 89.2238 | 106.007 | 125.3323 | 131.8796 | 140.1051 | 148.2067 | 144.9663 | 144.5666 | 5.356 | 2.8665 | 0.46031
Energy Related Expenses in Residential (€'13/household) | 575.8231 | 840.885 | 1185.8623 | 1402.6557 | 1744.874 | 2090.5396 | 2407.6328 | 2717.2347 | 2998.2339 | 3203.9496 | 3465.0751 | 7.4916 | 3.6043 | 1.8371
Energy Related Expenses in Tertiary (€'13/000€'13 of Value Added) | 38.5319 | 39.6899 | 42.0725 | 45.6879 | 52.4554 | 60.5954 | 62.6255 | 64.64 | 64.7302 | 62.8628 | 62.8038 | 0.88295 | 2.0088 | 0.014212
Energy Related Expenses in Industry (€'13/000€'13 of Value Added) | 430.9025 | 311.8367 | 276.0345 | 306.8407 | 303.906 | 324.9345 | 325.1029 | 314.4387 | 311.7477 | 307.7979 | 300.0291 | -4.3558 | 0.82143 | -0.40051
Fuel Purchase costs in Transport (€'13/100tkm) | 10.7097 | 11.7689 | 12.4345 | 11.4504 | 12.7918 | 12.6355 | 12.7902 | 12.7351 | 12.567 | 12.27 | 12.0748 | 1.5044 | 0.14112 | -0.28735
Average Cost of Gross Electricity Generation (€'13/MWh) | 52.9319 | 55.3339 | 57.5438 | 67.6579 | 68.6093 | 74.5345 | 78.4266 | 78.9441 | 79.9607 | 85.7954 | 87.5757 | 0.83891 | 1.5601 | 0.55322
Bulgaria:Reference scenario(REF2015f) |  | 00-05 | 05-10 | 10-15 | 15-20 | 20-25 | 25-30 | 30-35 | 35-40 | 40-45 | 45-50 | 2000-2010 | 2010-2030 | 2030-2050
Power Generation Investment (billion €'13) |  | 2.9308 | 1.4891 | 3.383 | 3.4049 | 3.1266 | 1.064 | 0.81316 | 0.77644 | 9.4494 | 3.2817 | 4.4199 | 10.9786 | 14.3207
Economic Cost Indicators (2000 = 100)
Bulgaria:Reference scenario(REF2015f) | 2000 | 2005 | 2010 | 2015 | 2020 | 2025 | 2030 | 2035 | 2040 | 2045 | 2050
Energy Related Expenses in Residential | 100 | 146.0318 | 205.9421 | 243.5914 | 303.0226 | 363.0524 | 418.1202 | 471.8871 | 520.6867 | 556.4122 | 601.7604
Energy Related Expenses in Tertiary | 100 | 103.0052 | 109.1887 | 118.5716 | 136.135 | 157.2602 | 162.529 | 167.757 | 167.991 | 163.1446 | 162.9915
Energy Related Expenses in Industry | 100 | 72.3683 | 64.0596 | 71.2089 | 70.5278 | 75.4079 | 75.447 | 72.9721 | 72.3476 | 71.431 | 69.6281
Fuel Purchase costs in Transport | 100 | 109.8901 | 116.1049 | 106.9165 | 119.4415 | 117.9819 | 119.4262 | 118.9114 | 117.3423 | 114.5691 | 112.7469
Policy variables
Bulgaria:Reference scenario(REF2015f) | 2000 | 2005 | 2010 | 2015 | 2020 | 2025 | 2030 | 2035 | 2040 | 2045 | 2050
Carbon value (€'13/ t of CO2)
ETS sectors | 0 | 0 | 11.2 | 7.5 | 15 | 22.5 | 33.5 | 42 | 50 | 69 | 88
non-ETS sectors | 0 | 0 | 0 | 0 | 0 | 0 | 0 | 0 | 0 | 0 | 0
Average efficiency value (1) (€'10/toe) | 0 | 0 | 0 | 0 | 13.8669 | 5.2732 | 1.0686 | 0.034381 | 0.017235 | 0 | 0
Renewables value (€'13/MWh) | 0 | 0 | 0 | 0 | 5.7766 | 4.2387 | 3.9341 | 3.7616 | 3.4721 | 3.1827 | 2.8671
CO2 Emissions Index (1990=100) | 60.9939 | 67.6874 | 63.1828 | 55.2147 | 52.6282 | 47.1291 | 44.5485 | 42.9614 | 39.7878 | 31.9087 | 23.0835
RES in transport (%) (B) | 0.27236 | 0.43055 | 1.1151 | 5.3885 | 10.0139 | 10.1407 | 10.7503 | 11.6153 | 12.4199 | 13.1688 | 13.9399
RES in gross final energy demand (%) (B)(C) | 6.6112 | 9.0981 | 14.1491 | 18.7074 | 20.9181 | 25.1611 | 28.1418 | 29.5816 | 31.8529 | 33.6547 | 34.1231
Gross Electricity Generation in TWhe | 40.6372 | 43.964 | 46.0093 | 48.8426 | 48.7891 | 49.9383 | 50.487 | 54.3519 | 53.6028 | 53.2752 | 56.7492
RES in gross electricity demand (%, normalized) (B)(C ) | 4.0444 | 8.5493 | 12.2969 | 17.3693 | 18.0813 | 30.4886 | 35.2129 | 37.5631 | 41.6091 | 45.1565 | 44.3321
Total Cost of energy per sector in billion €'13 | [11 empty] | % change per annum
Bulgaria:Reference scenario(REF2015f) | 2000 | 2005 | 2010 | 2015 | 2020 | 2025 | 2030 | 2035 | 2040 | 2045 | 2050 | 2000-2010 | 2010-2030 | 2030-2050
TOTAL | 5.2237 | 7.3659 | 9.522 | 10.6142 | 13.211 | 15.1666 | 17.0718 | 18.5076 | 20.0974 | 21.0707 | 22.348 | 6.188 | 2.9621 | 1.3557
ETS sectors | 2.2551 | 2.7095 | 3.2402 | 3.6717 | 4.6791 | 5.8143 | 6.5319 | 7.1945 | 8.008 | 8.46 | 9.0299 | 3.6908 | 3.5675 | 1.6324
Industry | 0.55303 | 0.52099 | 0.40338 | 0.42942 | 0.53875 | 0.68184 | 0.77111 | 0.85554 | 0.9073 | 0.94662 | 0.95692 | -3.1061 | 3.2928 | 1.0853
Power generation | 1.6583 | 2.0674 | 2.6944 | 3.0594 | 3.6796 | 4.4868 | 4.8579 | 5.2024 | 5.6642 | 5.7937 | 6.0769 | 4.9734 | 2.9909 | 1.1258
Aviation | 0.043742 | 0.1211 | 0.14236 | 0.18286 | 0.46077 | 0.64568 | 0.90287 | 1.1366 | 1.4365 | 1.7197 | 1.996 | 12.5252 | 9.676 | 4.0464
Non ETS sectors | 2.9686 | 4.6564 | 6.2819 | 6.9425 | 8.5319 | 9.3523 | 10.5399 | 11.3131 | 12.0895 | 12.6107 | 13.3182 | 7.784 | 2.6213 | 1.1767
% change per annum
Bulgaria:Reference scenario(REF2015f) | 2000 | 2005 | 2010 | 2015 | 2020 | 2025 | 2030 | 2035 | 2040 | 2045 | 2050 | 2000-2010 | 2010-2030 | 2030-2050
Direct efficiency investment costs in billion €'13 | 0 | 0 | 0 | 0.076095 | 0.012023 | 0.0050793 | 0.0011993 | 5.1936e-05 | 2.8366e-05 | 0 | 0 | 0 | 0 | -100
Industry | 0 | 0 | 0 | 0 | 0 | 0 | 0 | 0 | 0 | 0 | 0 | 0 | 0 | 0
Residential | 0 | 0 | 0 | 0.059407 | 0.0091221 | 0.0038767 | 0.00092688 | 4.3515e-05 | 2.3766e-05 | 0 | 0 | 0 | 0 | -100
heating and cooling
electric appliances
Tertiary | 0 | 0 | 0 | 0.016687 | 0.0029005 | 0.0012025 | 0.00027237 | 8.4207e-06 | 4.5996e-06 | 0 | 0 | 0 | 0 | -100
Transport | 0 | 0 | 0 | 0 | 0 | 0 | 0 | 0 | 0 | 0 | 0 | 0 | 0 | 0
[12 empty] | 0 | 0 | 0
International Fuel prices (in $'13 per boe) | [11 empty] | % change per annum
Bulgaria:Reference scenario(REF2015f) | 2000 | 2005 | 2010 | 2015 | 2020 | 2025 | 2030 | 2035 | 2040 | 2045 | 2050 | 2000-2010 | 2010-2030 | 2030-2050
Oil | 37.1414 | 63.2608 | 83.8241 | 53.97 | 87.0107 | 102.1749 | 112.5572 | 117.4165 | 124.3251 | 127.1781 | 130.1177 | 8.4803 | 1.4846 | 0.72752
Gas (NCV) | 25.9549 | 42.3 | 52.9627 | 43.4526 | 55.9736 | 62.6462 | 68.1278 | 72.7613 | 75.2149 | 76.7567 | 77.9403 | 7.3928 | 1.2669 | 0.67506
Coal | 10.2576 | 17.8371 | 22.3983 | 12.8494 | 16.5941 | 20.5121 | 24.6171 | 26.0668 | 27.1698 | 28.1522 | 28.9367 | 8.1227 | 0.4734 | 0.81161
International Fuel prices (in €'13 per boe) | [11 empty] | % change per annum
Bulgaria:Reference scenario(REF2015f) | 2000 | 2005 | 2010 | 2015 | 2020 | 2025 | 2030 | 2035 | 2040 | 2045 | 2050 | 2000-2010 | 2010-2030 | 2030-2050
Oil | 37.5506 | 48.6351 | 62.5794 | 48.1875 | 75.0093 | 85.1457 | 93.7977 | 97.8471 | 103.6042 | 105.9817 | 108.4314 | 5.2402 | 2.0441 | 0.72752
Gas (NCV) | 26.2408 | 32.5204 | 39.5396 | 38.797 | 48.2531 | 52.2052 | 56.7731 | 60.6344 | 62.6791 | 63.9639 | 64.9503 | 4.1851 | 1.8253 | 0.67506
Coal | 10.3706 | 13.7133 | 16.7216 | 11.4727 | 14.3053 | 17.0934 | 20.5143 | 21.7223 | 22.6415 | 23.4602 | 24.1139 | 4.8932 | 1.0273 | 0.81161
Total CO2 Emissions (Mt) | [11 empty] | % change per annum
Bulgaria:Reference scenario(REF2015f) | 2000 | 2005 | 2010 | 2015 | 2020 | 2025 | 2030 | 2035 | 2040 | 2045 | 2050 | 2000-2010 | 2010-2030 | 2030-2050
Total CO2 Emissions (Mt) | 47.7181 | 53.084 | 48.8215 | 43.0296 | 41.2896 | 37.3734 | 35.5706 | 34.4837 | 32.2465 | 26.5857 | 20.1003 | 0.22886 | -1.5708 | -2.8136
Energy related CO2 emissions | 44.267 | 49.1248 | 45.8556 | 40.0727 | 38.1955 | 34.2044 | 32.3316 | 31.1797 | 28.8764 | 23.1581 | 16.7531 | 0.35321 | -1.7321 | -3.2339
Non-energy related CO2 emissions | 3.4511 | 3.9592 | 2.9659 | 2.9569 | 3.0941 | 3.1689 | 3.2391 | 3.3039 | 3.3701 | 3.4276 | 3.3472 | -1.5039 | 0.44158 | 0.16427
ETS excluding aviation | 0 | 37.9159 | 34.8264 | 29.0936 | 27.626 | 23.6705 | 21.9651 | 20.9077 | 18.5971 | 12.9602 | 6.6085 | 0 | -2.2782 | -5.8287
Aviation | 0 | 0.60392 | 0.5465 | 0.62167 | 0.73337 | 0.90602 | 1.0523 | 1.1423 | 1.2242 | 1.3319 | 1.4458 | 0 | 3.3302 | 1.6013
non - ETS | 47.7181 | 14.5642 | 13.4486 | 13.3144 | 12.9303 | 12.7968 | 12.5532 | 12.4336 | 12.4252 | 12.2936 | 12.0459 | -11.8952 | -0.3439 | -0.20606
Unit cost of fuel purchasing by final consumers (€'13/toe)
Bulgaria:Reference scenario(REF2015f) | 2000 | 2005 | 2010 | 2015 | 2020 | 2025 | 2030 | 2035 | 2040 | 2045 | 2050 | 2000-2010 | 2010-2030 | 2030-2050
All final consumers | 398.7211 | 503.8911 | 717.6891 | 758.5862 | 912.247 | 1028.4383 | 1105.0521 | 1189.7926 | 1256.6624 | 1282.4274 | 1319.5014 | 6.0539 | 2.1815 | 0.89075
Industry | 232.8598 | 279.2731 | 473.2502 | 505.2661 | 532.1691 | 601.877 | 625.5252 | 648.9881 | 677.2185 | 696.7546 | 720.6651 | 7.3494 | 1.4046 | 0.71043
Residential | 404.9789 | 529.2202 | 691.8654 | 829.2456 | 1045.855 | 1239.068 | 1368.9586 | 1526.9443 | 1664.3182 | 1740.726 | 1822.12 | 5.5016 | 3.4709 | 1.44
Tertiary | 525.5847 | 591.6225 | 713.0286 | 841.3943 | 1039.6205 | 1241.2765 | 1342.9689 | 1453.6623 | 1529.553 | 1510.9921 | 1511.0413 | 3.0971 | 3.2162 | 0.59132
Transport | 725.3691 | 815.1821 | 979.9591 | 920.4851 | 1139.9256 | 1209.7668 | 1285.9533 | 1333.6498 | 1371.4728 | 1388.9544 | 1408.3215 | 3.054 | 1.368 | 0.45553
(1) For the sectors : Households, Offices, Hospitals and Schools, Trading Sector, Agriculture and Fishery
998
999
1000

## Summary
Bulgaria:Reference scenario(REF2015f) | [15 empty] | SUMMARY ENERGY BALANCE AND INDICATORS (A)
ktoe | 2000 | 2005 | 2010 | 2015 | 2020 | 2025 | 2030 | 2035 | 2040 | 2045 | 2050 | '00-'10 | '10-'20 | '20-'30 | '30-'40 | '40-'50
Annual % Change
Production (incl.recovery of products) | 9866.5 | 10628.7 | 10530.5 | 9855.9892 | 10689.7684 | 10240.8713 | 10545.1848 | 10148.2662 | 10567.5238 | 10054.483 | 10918.1123 | 0.65343 | 0.15023 | -0.13608 | 0.021164 | 0.32691
Solids | 4294.8 | 4178 | 4942.4 | 4054.9266 | 4644.1917 | 3675.4443 | 3666.4024 | 3028.9341 | 3140.1004 | 1928.5654 | 2683.9646 | 1.4144 | -0.6204 | -2.3363 | -1.5376 | -1.5573
Oil | 68.4 | 58.3 | 60.7 | 17.3093 | 19.5171 | 26.0141 | 29.3725 | 38.4745 | 39.4353 | 40.4898 | 41.7159 | -1.1872 | -10.7265 | 4.1724 | 2.9899 | 0.56379
Natural gas | 12.3 | 384.4 | 59.1 | 124.8057 | 128.435 | 132.0165 | 141.5196 | 171.6174 | 185.1201 | 188.3761 | 190.888 | 16.9953 | 8.0711 | 0.97487 | 2.7221 | 0.30729
Nuclear | 4699.4 | 4826 | 3956.1 | 3776.256 | 3776.256 | 3776.256 | 3776.256 | 3776.256 | 3776.256 | 4318.1053 | 4318.1053 | -1.707 | -0.46418 | 0 | 0 | 1.3499
Renewable energy sources | 791.6 | 1182 | 1512.2 | 1882.6915 | 2121.3686 | 2631.1404 | 2931.6343 | 3132.9842 | 3426.612 | 3578.9464 | 3683.4385 | 6.6867 | 3.4429 | 3.2879 | 1.5724 | 0.72536
Hydro | 229.8 | 372.9 | 434.8 | 349.2567 | 372.4583 | 364.1956 | 362.7735 | 362.9199 | 363.1501 | 363.1602 | 363.5211 | 6.5845 | -1.5357 | -0.26311 | 0.010375 | 0.010213
Biomass & Waste | 561.8 | 776 | 974.6 | 1283.408 | 1471.0572 | 1557.7715 | 1625.1929 | 1753.3304 | 1902.318 | 1904.2085 | 1897.3731 | 5.6634 | 4.203 | 1.0014 | 1.5869 | -0.026025
Wind | 0 | 0.4 | 58.6 | 98.3984 | 101.7047 | 434.3265 | 480.6405 | 487.3714 | 509.1851 | 628.426 | 646.5313 | 0 | 5.6682 | 16.8014 | 0.57859 | 2.4168
Solar and others | 0 | 0 | 11.5 | 117.9617 | 140.0154 | 240.1732 | 421.4478 | 485.4221 | 609.8043 | 644.4104 | 739.3218 | 0 | 28.3949 | 11.6495 | 3.7635 | 1.9446
Geothermal | 0 | 32.7 | 32.7 | 33.6667 | 36.133 | 34.6738 | 41.5795 | 43.9403 | 42.1545 | 38.7413 | 36.6912 | 0 | 1.0033 | 1.4139 | 0.13745 | -1.3785
Net Imports | 8544.4 | 9275.8 | 7074.5 | 6717.2562 | 5825.3169 | 5843.7467 | 5378.0443 | 5611.6726 | 5084.3437 | 4965.1611 | 4687.6812 | -1.8701 | -1.9241 | -0.7957 | -0.56001 | -0.80899
Solids | 2257.6 | 2553.1 | 1700.1 | 1928.2259 | 1021.5253 | 1023.4015 | 717.0918 | 867.5675 | 206.1086 | 183.0882 | 154.2996 | -2.7963 | -4.9663 | -3.4766 | -11.7221 | -2.8536
Oil | 3944.4 | 4943.1 | 4024.8 | 3819.7508 | 3686.8346 | 3747.2442 | 3664.789 | 3659.7692 | 3644.3518 | 3643.6751 | 3655.4547 | 0.20199 | -0.87323 | -0.059957 | -0.055907 | 0.030424
- Crude oil and Feedstocks | 5228.2 | 6145.2 | 5915.8 | 6308.4563 | 6000.0637 | 5833.1171 | 5577.7321 | 5369.8419 | 5141.1846 | 4925.2635 | 4715.2054 | 1.2433 | 0.14153 | -0.72722 | -0.81168 | -0.86118
- Oil products | -1283.8 | -1202.1 | -1891 | -2488.7055 | -2313.2292 | -2085.8728 | -1912.9431 | -1710.0726 | -1496.8328 | -1281.5884 | -1059.7507 | 3.9488 | 2.0358 | -1.8821 | -2.4231 | -3.3942
Natural gas | 2742.1 | 2457.9 | 2131 | 1993.3517 | 2000.9177 | 2039.7134 | 1953.757 | 2367.0576 | 2392.3482 | 2211.6547 | 1952.0246 | -2.4898 | -0.62787 | -0.23823 | 2.0459 | -2.0135
Electricity | -397.2 | -651.9 | -726.3 | -1011.0079 | -919.7209 | -1000.4667 | -994.6238 | -1304.7345 | -1173.0635 | -1085.5467 | -1083.5673 | 6.2211 | 2.3892 | 0.78602 | 1.6638 | -0.79046
Renewable energy forms | -2.5 | -26.4 | -55.1 | -13.0642 | 35.7602 | 33.8543 | 37.0304 | 22.0127 | 14.5986 | 12.2898 | 9.4697 | 36.2452 | 0 | 0.34964 | -8.888 | -4.236
Detailed Results
Gross Inland Consumption | 18522.6 | 19754.2 | 17770 | 16468.5728 | 16364.092 | 15916.4823 | 15745.4563 | 15575.9598 | 15456.7755 | 14811.5042 | 15387.4772 | -0.41394 | -0.82083 | -0.38463 | -0.18487 | -0.044924
Solids | 6432.9 | 6895.1 | 6886.8 | 5983.1526 | 5665.717 | 4698.8457 | 4383.4942 | 3896.5016 | 3346.209 | 2111.6536 | 2838.2641 | 0.68414 | -1.9328 | -2.5332 | -2.6641 | -1.6329
Oil | 4068.2 | 4724.5 | 3887.8 | 3732.3874 | 3556.4688 | 3607.3866 | 3519.4511 | 3519.3544 | 3495.7705 | 3483.1795 | 3486.9854 | -0.45254 | -0.8868 | -0.10458 | -0.067489 | -0.025159
Natural gas | 2931.4 | 2804.1 | 2300.4 | 2118.1574 | 2128.2422 | 2169.4658 | 2092.2142 | 2533.5853 | 2570.3929 | 2392.8762 | 2134.7816 | -2.3948 | -0.77485 | -0.17059 | 2.0797 | -1.8398
Nuclear | 4699.4 | 4826 | 3956.1 | 3776.256 | 3776.256 | 3776.256 | 3776.256 | 3776.256 | 3776.256 | 4318.1053 | 4318.1053 | -1.707 | -0.46418 | 0 | 0 | 1.3499
Electricity | -397.2 | -651.9 | -726.3 | -1011.0079 | -919.7209 | -1000.4667 | -994.6238 | -1304.7345 | -1173.0635 | -1085.5467 | -1083.5673 | 6.2211 | 2.3892 | 0.78602 | 1.6638 | -0.79046
Renewable energy forms | 787.9 | 1156.4 | 1465.2 | 1869.6273 | 2157.1288 | 2664.9948 | 2968.6646 | 3154.9969 | 3441.2106 | 3591.2363 | 3692.9082 | 6.4002 | 3.9436 | 3.2449 | 1.4881 | 0.70841
as % in Gross Inland Consumption
Solids | 34.73 | 34.9045 | 38.7552 | 36.3307 | 34.6229 | 29.5219 | 27.8397 | 25.0161 | 21.6488 | 14.2568 | 18.4453
Oil | 21.9634 | 23.9164 | 21.8784 | 22.6637 | 21.7334 | 22.6645 | 22.3522 | 22.5948 | 22.6164 | 23.5167 | 22.6612
Natural gas | 15.8261 | 14.195 | 12.9454 | 12.8618 | 13.0056 | 13.6303 | 13.2877 | 16.266 | 16.6296 | 16.1555 | 13.8735
Nuclear | 25.3712 | 24.4302 | 22.2628 | 22.9301 | 23.0765 | 23.7254 | 23.9831 | 24.2441 | 24.4311 | 29.1537 | 28.0625
Renewable energy forms | 4.2537 | 5.8539 | 8.2454 | 11.3527 | 13.1821 | 16.7436 | 18.8541 | 20.2556 | 22.2634 | 24.2463 | 23.9994
Gross Electricity Generation in GWhe | 40637.2093 | 43963.9535 | 46009.3023 | 48842.5535 | 48789.0567 | 49938.3248 | 50486.9803 | 54351.949 | 53602.796 | 53275.1893 | 56749.1955 | 1.2493 | 0.58835 | 0.34268 | 0.60065 | 0.57203
Nuclear | 18174.4186 | 18650 | 15246.5116 | 15661.8251 | 15326.3363 | 15326.3363 | 15326.3363 | 15326.3363 | 15326.3363 | 20147.8353 | 20147.8353 | -1.7413 | 0.052233 | 0 | 0 | 2.773
Hydro & wind | 2672.093 | 4340.6977 | 5752.3256 | 6333.9159 | 6665.6579 | 11113.8115 | 13130.1005 | 13523.557 | 14691.2182 | 16203.8039 | 17314.4121 | 7.969 | 1.4846 | 7.0145 | 1.1298 | 1.6565
Thermal (incl. biomass) | 19790.6977 | 20973.2558 | 25010.4651 | 26846.8126 | 26797.0625 | 23498.1771 | 22030.5435 | 25502.0557 | 23585.2415 | 16923.5501 | 19286.9481 | 2.3684 | 0.69237 | -1.9396 | 0.68424 | -1.9918
Fuel Inputs for Thermal Power Generation | 5985.7 | 6689.3 | 7552.5 | 6282.1247 | 5904.1214 | 5128.063 | 4788.6726 | 4964.0881 | 4532.8107 | 3126.885 | 3670.8923 | 2.3523 | -2.4322 | -2.0722 | -0.54761 | -2.087
Solids | 4928.2 | 5816.5 | 6610.4 | 5465.6757 | 5222.6349 | 4344.1024 | 4082.7046 | 3648.4128 | 3142.4533 | 1937.647 | 2689.2037 | 2.9802 | -2.3289 | -2.4324 | -2.5836 | -1.5455
Oil (including refinery gas) | 170.7 | 173.9 | 218.8 | 109.8529 | 16.7968 | 16.5147 | 0 | 15.9645 | 0 | 0.020463 | 0.044099 | 2.5136 | -22.6397 | -100 | 0 | 0
Gas | 883.5 | 697.1 | 719.5 | 691.8826 | 626.5439 | 657.5762 | 604.5153 | 1086.0664 | 1058.5663 | 852.5314 | 631.7199 | -2.0324 | -1.3739 | -0.35728 | 5.7623 | -5.0313
Biomass & Waste | 3.3 | 1.8 | 3.8 | 14.7135 | 38.1458 | 109.8697 | 101.4527 | 213.6445 | 331.7912 | 336.6862 | 349.9246 | 1.4208 | 25.9408 | 10.2762 | 12.5797 | 0.53354
Geothermal heat | 0 | 0 | 0 | 0 | 0 | 0 | 0 | 0 | 0 | 0 | 0 | 0 | 0 | 0 | 0 | 0
Hydrogen - Methanol | 0 | 0 | 0 | 0 | 0 | 0 | 0 | 0 | 0 | 0 | 0 | 0 | 0 | 0 | 0 | 0
Fuel Input in other transformation proc. | 12213.1 | 13504.9 | 11285.1 | 10637.9145 | 10389.4179 | 10237.3825 | 9997.1982 | 9810.9551 | 9595.8361 | 9931.5706 | 9717.9153 | -0.78714 | -0.82355 | -0.38409 | -0.40892 | 0.1265
Refineries | 5310.3 | 6420.5 | 6040.9 | 6616.5742 | 6301.0116 | 6147.1485 | 5886.8992 | 5684.455 | 5454.9621 | 5237.2756 | 5025.83 | 1.2974 | 0.42246 | -0.6775 | -0.75914 | -0.816
Biofuels and hydrogen production | 0 | 0 | 13.4 | 105.9617 | 188.5577 | 187.7957 | 199.8938 | 205.8401 | 213.7673 | 222.2353 | 228.7461 | 0 | 30.2669 | 0.58553 | 0.67328 | 0.67954
District heating | 324 | 367.7 | 304 | 96.1497 | 99.3386 | 110.7269 | 123.5871 | 137.3082 | 145.7982 | 150.4352 | 142.5168 | -0.63513 | -10.5821 | 2.2082 | 1.6665 | -0.22738
Others | 6578.8 | 6716.7 | 4926.8 | 3819.229 | 3800.51 | 3791.7114 | 3786.8181 | 3783.3518 | 3781.3085 | 4321.6244 | 4320.8223 | -2.8502 | -2.5621 | -0.036085 | -0.014559 | 1.3427
Energy Branch Consumption | 905.1 | 910.8 | 1031.9 | 906.9901 | 860.418 | 774.1667 | 761.7874 | 723.6508 | 714.9359 | 634.1452 | 815.2152 | 1.3197 | -1.801 | -1.2101 | -0.63274 | 1.3212
Non-Energy Uses | 979.7 | 850.8 | 422.4 | 426.6336 | 497.5248 | 563.2129 | 604.9379 | 626.3092 | 651.8038 | 667.5238 | 691.8345 | -8.0688 | 1.6504 | 1.974 | 0.74897 | 0.59781
Final Energy Demand | 9105.5 | 10184 | 8843 | 9204.8343 | 9480.7288 | 9595.043 | 9652.258 | 9568.8426 | 9719.2354 | 9808.1509 | 9886.6396 | -0.2921 | 0.69878 | 0.17947 | 0.069175 | 0.17092
by sector
Industry | 3966.7 | 4036.6 | 2560.8 | 2708.8982 | 2794.4619 | 2806.4873 | 2790.4656 | 2622.9798 | 2630.6405 | 2670.4574 | 2646.7932 | -4.2818 | 0.87702 | -0.01431 | -0.58808 | 0.061233
- energy intensive industries | 3123.7 | 3160.6 | 1788.5 | 1929.0213 | 1934.5731 | 1901.2357 | 1856.1305 | 1702.9624 | 1686.6927 | 1696.6324 | 1639.241 | -5.4238 | 0.78818 | -0.41307 | -0.95268 | -0.28496
- other industrial sectors | 843 | 876 | 772.3 | 779.8769 | 859.8888 | 905.2516 | 934.3351 | 920.0174 | 943.9479 | 973.825 | 1007.5522 | -0.87211 | 1.0801 | 0.83378 | 0.10241 | 0.65421
Residential | 2154.7 | 2116.8 | 2246.3 | 2306.5194 | 2371.2746 | 2399.5168 | 2433.2085 | 2463.9837 | 2529.1864 | 2528.0205 | 2569.7354 | 0.4172 | 0.5429 | 0.25816 | 0.38762 | 0.15918
Tertiary | 971.5 | 1128.1 | 1173.7 | 1178.5295 | 1264.8743 | 1287.9215 | 1290.7436 | 1279.5742 | 1298.7157 | 1319.9904 | 1357.3374 | 1.9087 | 0.75092 | 0.20266 | 0.061593 | 0.44247
Transport | 2012.6 | 2902.5 | 2862.2 | 3010.8871 | 3050.118 | 3101.1174 | 3137.8403 | 3202.3049 | 3260.6928 | 3289.6826 | 3312.7735 | 3.5844 | 0.63792 | 0.28395 | 0.38479 | 0.15859
by fuel
Solids | 878.6 | 978.5 | 413.8 | 487.1096 | 419.3591 | 332.5796 | 283.5224 | 225.7082 | 184.8908 | 156.5148 | 132.2343 | -7.253 | 0.13354 | -3.8387 | -4.1852 | -3.2963
Oil | 3025.8 | 3712.4 | 3124.7 | 3133.8459 | 3058.7449 | 3105.7109 | 3047.2866 | 3027.0363 | 3013.8539 | 3005.0891 | 3003.5681 | 0.32215 | -0.21311 | -0.037524 | -0.11026 | -0.034181
Gas | 1680.9 | 1565.1 | 1058.1 | 1051.6066 | 1083.8812 | 1042.0209 | 998.7872 | 962.6335 | 1018.0303 | 1039.5269 | 1021.2751 | -4.5231 | 0.24102 | -0.81429 | 0.19101 | 0.031828
Electricity | 2085.4 | 2211.1 | 2330.7 | 2382.1754 | 2505.7538 | 2598.1105 | 2671.9476 | 2726.6895 | 2817.4221 | 2920.7432 | 3061.555 | 1.1183 | 0.72684 | 0.64425 | 0.53155 | 0.83447
Heat (from CHP and District Heating) (A) | 879.5 | 939.3 | 959.5 | 841.013 | 869.2386 | 932.0107 | 962.7826 | 919.2787 | 920.181 | 914.2291 | 914.0209 | 0.87439 | -0.98308 | 1.0273 | -0.45155 | -0.067147
Other | 555.3 | 777.6 | 956.2 | 1309.0838 | 1543.7513 | 1584.6104 | 1687.9317 | 1707.4965 | 1764.8573 | 1772.0478 | 1753.9862 | 5.585 | 4.9066 | 0.89688 | 0.44665 | -0.061769
CO2 Emissions (Mt of CO2 - sec approach) | 44.267 | 49.1248 | 45.8556 | 40.0727 | 38.1955 | 34.2044 | 32.3316 | 31.1797 | 28.8764 | 23.1581 | 16.7531 | 0.35321 | -1.8112 | -1.6529 | -1.1238 | -5.2989
Power generation/District heating | 24.5532 | 27.8571 | 31.2085 | 25.1383 | 23.773 | 20.1211 | 18.8411 | 18.1374 | 15.9678 | 10.3758 | 4.1398 | 2.4275 | -2.6847 | -2.2983 | -1.6411 | -12.6278
Energy Branch | 0.83519 | 0.77778 | 0.90137 | 0.84759 | 0.75124 | 0.71796 | 0.66167 | 0.63953 | 0.6205 | 0.59919 | 0.58307 | 0.76547 | -1.8054 | -1.2615 | -0.6404 | -0.62019
Industry | 10.5903 | 9.8248 | 3.6978 | 3.9798 | 3.9928 | 3.6584 | 3.2052 | 2.7165 | 2.5344 | 2.4516 | 2.3104 | -9.9874 | 0.77055 | -2.1731 | -2.3208 | -0.92108
Residential | 1.3536 | 1.2198 | 0.98961 | 0.95639 | 0.65767 | 0.52966 | 0.45498 | 0.40509 | 0.37429 | 0.34394 | 0.32291 | -3.0832 | -4.0037 | -3.6175 | -1.9332 | -1.4657
Tertiary | 1.2073 | 1.0959 | 0.80502 | 0.71877 | 0.69031 | 0.67979 | 0.6098 | 0.577 | 0.55225 | 0.52601 | 0.50541 | -3.9714 | -1.5256 | -1.2324 | -0.98643 | -0.88235
Transport | 5.7275 | 8.3495 | 8.2533 | 8.4318 | 8.3305 | 8.4975 | 8.5588 | 8.7042 | 8.8272 | 8.8615 | 8.8915 | 3.7208 | 0.093138 | 0.27074 | 0.3093 | 0.072579
CO2 Emissions Index (1990=100) | 60.9939 | 67.6874 | 63.1828 | 55.2147 | 52.6282 | 47.1291 | 44.5485 | 42.9614 | 39.7878 | 31.9087 | 23.0835 | 0.35321 | -1.8112 | -1.6529 | -1.1238 | -5.2989
Source: PRIMES
Gross final energy consumption in heating and cooling, electricity, transport and overall (in Ktoe)
| 2000 | 2005 | 2010 | 2015 | 2020 | 2025 | 2030 | 2035 | 2040 | 2045 | 2050 | '00-'10 | '10-'20 | '20-'30 | '30-'40 | '40-'50
1. heating and cooling (1) | 5227.3 | 5223.6 | 3823.9 | 3944.3841 | 4055.1279 | 4026.6749 | 3971.281 | 3765.6882 | 3765.8894 | 3721.3325 | 3634.1521 | -3.0779 | 0.58884 | -0.20872 | -0.52964 | -0.35545
2. electricity (2) | 3097.6 | 3129 | 3230.5 | 3163.0527 | 3248.3598 | 3265.5399 | 3317.7725 | 3339.5112 | 3405.7675 | 3464.0997 | 3763.2627 | 0.42098 | 0.055148 | 0.21166 | 0.26211 | 1.0032
3. transport as in Article 3(4)a (3) | 1532.466 | 2036.2911 | 2105.9656 | 2180.406 | 2244.1125 | 2279.0731 | 2287.6109 | 2307.9669 | 2325.5496 | 2313.3958 | 2295.2229 | 3.23 | 0.63738 | 0.19216 | 0.16462 | -0.13118
4. Gross final energy consumption (4) | 10168.8 | 11082.0528 | 9786.797 | 10109.8295 | 10343.4419 | 10385.8237 | 10421.5124 | 10307.677 | 10434.5778 | 10483.0816 | 10698.8645 | -0.38217 | 0.55472 | 0.075223 | 0.01253 | 0.25044
The following calculation is needed only if final energy consumption for aviation is expected to be higher than 6,18% (4,12% for Malta and Cyprus):
Final consumption in aviation | 100.6 | 200.9 | 181.8 | 206.8062 | 243.9622 | 301.3981 | 350.0542 | 380.7838 | 409.2812 | 449.7963 | 490.5453 | 6.0961 | 2.9847 | 3.6767 | 1.5754 | 1.8277
Reduction for aviation limit (5) Article 5(6) | 0 | 0 | 0 | 0 | 0 | 0 | 0 | 0 | 0 | 0 | 0
Total consumption after reduction for aviation limit | 10168.8 | 11082.0528 | 9786.797 | 10109.8295 | 10343.4419 | 10385.8237 | 10421.5124 | 10307.677 | 10434.5778 | 10483.0816 | 10698.8645 | -0.38217 | 0.55472 | 0.075223 | 0.01253 | 0.25044
(1) Final energy consumption of all energy commodities in industry, households, services and agriculture, forestry and fishery except electricity, plus the consumption of heat for own use at electricity and heat plants and heat losses in networks.
(2) The gross electricity consumption is national gross electricity production, including autoproduction, plus imports, minus exports.
(3) Transport consumption as defined in Article 3(4)(a) of Directive 2009/28/EC. Renewable electricity in road transport for this figure has been multiplied by a factor of 2.5, as indicated by Article 3(4)(c) of Directive 2009/28/EC.
(4) As defined in Article (2)(f) of Directive 2009/28/EC. This comprises final energy consumption plus network losses and own use of heat and electricity at electricity and heating plants (NB: this does not include consumption of electricity for pumped hydro storage or for transformation in electrical boilers or heat pumps at district heating plants).
(5) According to Article 5(6) consumption for aviation has to be considered only up to 6,18 % (Community average), for Cyprus and Malta up to 4,12 % of gross final energy consumption .
Calculation table for the renewable energy contribution of each sector to final energy consumption (in Ktoe)
| 2000 | 2005 | 2010 | 2015 | 2020 | 2025 | 2030 | 2035 | 2040 | 2045 | 2050 | '00-'10 | '10-'20 | '20-'30 | '30-'40 | '40-'50
(A) Gross final consumption of RES for heating and cooling | 547 | 740.7528 | 974.097 | 1235.696 | 1387.4168 | 1429.4592 | 1564.454 | 1589.3754 | 1695.377 | 1746.1638 | 1761.3977 | 5.9404 | 3.6002 | 1.2082 | 0.80692 | 0.38276
(B) Gross final consumption of electricity from RES | 125.2793 | 267.5089 | 397.2506 | 549.4008 | 587.3448 | 995.6189 | 1168.2829 | 1254.4255 | 1417.1092 | 1564.2669 | 1668.3318 | 12.2325 | 3.9879 | 7.1187 | 1.9496 | 1.6454
(C) Final consumption of energy from RES in transport | 4.1738 | 8.7674 | 23.4834 | 117.4919 | 224.7225 | 231.113 | 245.9251 | 268.0783 | 288.83 | 304.6469 | 319.9523 | 18.8565 | 25.3397 | 0.90568 | 1.6211 | 1.0286
(D) Total RES consumption (1) | 672.2793 | 1008.2617 | 1384.7476 | 1891.283 | 2163.6504 | 2613.1839 | 2932.8061 | 3049.1741 | 3323.7153 | 3528.0445 | 3650.7865 | 7.4935 | 4.5639 | 3.0884 | 1.2591 | 0.94301
(1) According to Article 5(1) of Directive 2009/28/EC gas, electricity and hydrogen from renewable energy sources shall only be considered once. No double counting is allowed.
Estimated trajectory of energy from renewable sources in heating and cooling, electricity, transport and overall (in %)
| 2000 | 2005 | 2010 | 2015 | 2020 | 2025 | 2030 | 2035 | 2040 | 2045 | 2050
RES-H&C (1) | 10.4643 | 14.1356 | 25.2246 | 30.7878 | 33.5915 | 34.8608 | 38.6064 | 41.2463 | 43.8746 | 45.6196 | 47.0434
RES-E (2) (C) | 4.0444 | 8.5493 | 12.2969 | 17.3693 | 18.0813 | 30.4886 | 35.2129 | 37.5631 | 41.6091 | 45.1565 | 44.3321
RES-T (3) | 0.27236 | 0.43055 | 1.1151 | 5.3885 | 10.0139 | 10.1407 | 10.7503 | 11.6153 | 12.4199 | 13.1688 | 13.9399
Overall RES share ( 4) (C ) | 6.6112 | 9.0981 | 14.1491 | 18.7074 | 20.9181 | 25.1611 | 28.1418 | 29.5816 | 31.8529 | 33.6547 | 34.1231
(1) Share of renewable energy in heating and cooling: gross final consumption of energy from renewable sources for heating and cooling (as defined in Articles 5(1)b) and 5(4) of Directive 2009/28/EC) divided by gross final consumption of energy for heating and cooling.
(2) Share of renewable energy in electricity: gross final consumption of electricity from renewable sources for electricity (as defined in Articles 5(1)(a) and 5(3) of Directive 2009/28/EC) divided by total gross final consumption of electricity.
(3) Share of renewable energy in transport: final energy from renewable sources consumed in transport (cf. Article 5(1)(c) and 5(5) of Directive 2009/28/EC) divided by the consumption in transport of 1) petrol; 2) diesel; 3) biofuels used in road and rail transport and 4) electricity in transport.
(4) Share of renewable energy in gross final energy consumption.

## indicator
Bulgaria:Reference scenario(REF2015f) | [15 empty] | SUMMARY ENERGY BALANCE AND INDICATORS (B)
| 2000 | 2005 | 2010 | 2015 | 2020 | 2025 | 2030 | 2035 | 2040 | 2045 | 2050 | '00-'10 | '10-'20 | '20-'30 | '30-'40 | '40-'50
Annual % Change
Main Energy System Indicators
Population (Million) | 8.1909 | 7.761 | 7.4218 | 7.1781 | 6.952 | 6.7048 | 6.4546 | 6.2412 | 6.0714 | 5.9169 | 5.7666 | -0.98119 | -0.65177 | -0.73966 | -0.61013 | -0.51375
GDP (in 000 MEuro'13) | 25.2617 | 32.9817 | 37.682 | 39.6452 | 45.1354 | 49.9463 | 53.4854 | 57.0574 | 60.9065 | 64.374 | 67.4868 | 4.08 | 1.8212 | 1.7119 | 1.3078 | 1.0312
Gross Inl. Cons./GDP (toe/MEuro'13) | 733.2295 | 598.9439 | 471.5783 | 415.3986 | 362.5554 | 318.6717 | 294.3879 | 272.9878 | 253.7789 | 230.0852 | 228.0073 | -4.3177 | -2.5948 | -2.0612 | -1.4734 | -1.0651
Gross Inl. Cons./Capita (toe/inhabitant) | 2.2614 | 2.5453 | 2.3943 | 2.2943 | 2.3539 | 2.3739 | 2.4394 | 2.4957 | 2.5458 | 2.5032 | 2.6684 | 0.57287 | -0.17018 | 0.35767 | 0.42787 | 0.47125
Electricity Generated/Capita (kWh gross/inhabitant) | 4961.2776 | 5664.6922 | 6199.2391 | 6804.4003 | 7018.0047 | 7448.1165 | 7821.9143 | 8708.6412 | 8828.7613 | 9003.833 | 9841.0506 | 2.2526 | 1.2483 | 1.0904 | 1.2182 | 1.0914
Carbon intensity (t of CO2/toe of GIC) | 2.3899 | 2.4868 | 2.5805 | 2.4333 | 2.3341 | 2.149 | 2.0534 | 2.0018 | 1.8682 | 1.5635 | 1.0887 | 0.77034 | -0.99857 | -1.2732 | -0.94068 | -5.2563
CO2 Emissions/Capita (t of CO2/inhabitant) | 5.4044 | 6.3297 | 6.1785 | 5.5826 | 5.4942 | 5.1015 | 5.0091 | 4.9958 | 4.7562 | 3.9139 | 2.9052 | 1.3476 | -1.167 | -0.92006 | -0.51684 | -4.8098
CO2 Emissions to GDP (t of CO2/MEuro'13) | 1752.338 | 1489.4567 | 1216.9111 | 1010.7821 | 846.2413 | 684.8239 | 604.4931 | 546.4627 | 474.1111 | 359.7427 | 248.2426 | -3.5807 | -3.5675 | -3.3082 | -2.4002 | -6.2655
Import Dependency % | 45.9668 | 46.6897 | 39.5967 | 40.5307 | 35.2727 | 36.3313 | 33.7748 | 35.6072 | 32.4839 | 33.0578 | 30.0381
Energy intensity indicators (2000=100)
Industry (Energy on Value added) | 100 | 68.2219 | 37.2526 | 38.8039 | 35.2565 | 31.9813 | 29.4729 | 26.1044 | 24.6193 | 23.6412 | 22.1845 | -9.4026 | -0.5492 | -1.7758 | -1.7833 | -1.0359
Residential (Energy on Private Income) | 100 | 71.6228 | 67.0896 | 66.5058 | 58.1271 | 52.5846 | 49.2669 | 46.2764 | 44.0373 | 41.2183 | 39.5597 | -3.9128 | -1.4237 | -1.6402 | -1.1159 | -1.0666
Tertiary (Energy on Value added) | 100 | 90.7318 | 80.9854 | 75.5041 | 70.9164 | 65.1045 | 60.8449 | 56.2538 | 53.3099 | 51.1461 | 50.1464 | -2.0869 | -1.3189 | -1.5201 | -1.3134 | -0.60989
Transport (Energy on GDP) | 100 | 110.4596 | 95.3391 | 95.3253 | 84.8211 | 77.9326 | 73.6377 | 70.4459 | 67.1972 | 64.1428 | 61.6137 | -0.47617 | -1.1622 | -1.4039 | -0.91108 | -0.86371
Carbon Intensity indicators
Electricity and Steam production (t of CO2/MWh) | 0.45659 | 0.48732 | 0.51248 | 0.41341 | 0.38785 | 0.3195 | 0.29479 | 0.27045 | 0.24052 | 0.15852 | 0.059777 | 1.1616 | -2.748 | -2.7064 | -2.0139 | -12.9963
Final energy demand (t of CO2/toe) | 2.0733 | 2.012 | 1.5544 | 1.5304 | 1.442 | 1.3929 | 1.3291 | 1.2962 | 1.2643 | 1.2421 | 1.2168 | -2.8394 | -0.74785 | -0.81203 | -0.49844 | -0.38219
Industry | 2.6698 | 2.4339 | 1.444 | 1.4691 | 1.4288 | 1.3036 | 1.1486 | 1.0357 | 0.96342 | 0.91805 | 0.87291 | -5.9608 | -0.10554 | -2.1591 | -1.743 | -0.98172
Residential | 0.62819 | 0.57623 | 0.44055 | 0.41465 | 0.27735 | 0.22074 | 0.18699 | 0.16441 | 0.14799 | 0.13605 | 0.12566 | -3.4859 | -4.5221 | -3.8657 | -2.3119 | -1.6223
Tertiary | 1.2427 | 0.97147 | 0.68589 | 0.60988 | 0.54575 | 0.52782 | 0.47244 | 0.45093 | 0.42523 | 0.3985 | 0.37235 | -5.77 | -2.2595 | -1.4322 | -1.0474 | -1.319
Transport | 2.8458 | 2.8767 | 2.8835 | 2.8005 | 2.7312 | 2.7401 | 2.7276 | 2.7181 | 2.7072 | 2.6937 | 2.684 | 0.13171 | -0.54133 | -0.013169 | -0.075199 | -0.085871
Electricity and steam generation
Net Generation Capacity in MWe | 10471.0219 | 10634.8925 | 9943.1953 | 11967.7843 | 11812.2477 | 12478.7859 | 13488.3568 | 13114.3359 | 13110.3476 | 14068.7395 | 15293.1114 | -0.5159 | 1.7374 | 1.3357 | -0.28385 | 1.5519
Nuclear energy | 3609.6 | 2764.8 | 1920 | 1920 | 1920 | 1920 | 1920 | 1920 | 1920 | 2400 | 2400 | -6.1176 | 0 | 0 | 0 | 2.2565
Renewable energy | 1016 | 1992 | 2697 | 4080.68 | 4110.2547 | 5832.3918 | 7031.9337 | 7270.829 | 7923.2409 | 8346.0302 | 9019.1413 | 10.2551 | 4.3035 | 5.5166 | 1.2005 | 1.3039
Hydro (pumping excluded) | 1016 | 1984 | 2184 | 2338 | 2338 | 2338 | 2338 | 2338 | 2338 | 2338 | 2338 | 7.9533 | 0.6837 | 0 | 0 | 0
Wind | 0 | 8 | 488 | 690.5 | 703.4986 | 1953.7317 | 2121.9802 | 2146.1073 | 2197.4848 | 2534.6979 | 2598.905 | 0 | 3.7252 | 11.6729 | 0.35025 | 1.6919
Solar | 0 | 0 | 25 | 1052.18 | 1068.7562 | 1540.6601 | 2571.9536 | 2786.7218 | 3387.7562 | 3473.3323 | 4082.2363 | 0 | 45.5774 | 9.1788 | 2.7933 | 1.8823
Other renewables (tidal etc.) | 0 | 0 | 0 | 0 | 0 | 0 | 0 | 0 | 0 | 0 | 0 | 0 | 0 | 0 | 0 | 0
Thermal power | 5845.422 | 5878.0924 | 5326.1953 | 5967.1043 | 5781.9929 | 4726.3941 | 4536.4231 | 3923.5069 | 3267.1067 | 3322.7093 | 3873.9701 | -0.9259 | 0.82449 | -2.3969 | -3.2291 | 1.7183
of which cogeneration units | 1129.2926 | 1191 | 1017 | 1813.8342 | 1704.0494 | 1653.2814 | 1517.5582 | 1143.127 | 1015.5094 | 1140.2117 | 1146.4943 | -1.0419 | 5.297 | -1.1524 | -3.9375 | 1.2206
of which CCS units | 0 | 0 | 0 | 0 | 0 | 0 | 0 | 0 | 0 | 0 | 990 | 0 | 0 | 0 | 0 | 0
Solids fired | 5099.5 | 5099.5 | 4703 | 5312.7 | 4819.0249 | 3501.3449 | 3390.9449 | 2378.6649 | 1799.0649 | 1589.7649 | 2179.3649 | -0.80615 | 0.24401 | -3.4536 | -6.1417 | 1.9362
Gas fired | 689.1119 | 736.9824 | 606.992 | 625.992 | 910.2471 | 1129.0195 | 1042.5695 | 1432.628 | 1270.7901 | 1516.8928 | 1477.5857 | -1.2609 | 4.1352 | 1.3665 | 1.9992 | 1.5191
Oil fired | 56.81 | 41.61 | 13.11 | 13.11 | 1.71 | 1.71 | 1.71 | 0 | 0 | 0 | 0 | -13.639 | -18.4283 | 0 | -100 | 0
Biomass-waste fired | 0 | 0 | 3.0933 | 15.3023 | 51.011 | 94.3197 | 101.1987 | 112.214 | 197.2518 | 216.0516 | 217.0194 | 0 | 32.3499 | 7.0905 | 6.9017 | 0.95963
Hydrogen plants | 0 | 0 | 0 | 0 | 0 | 0 | 0 | 0 | 0 | 0 | 0 | 0 | 0 | 0 | 0 | 0
Geothermal heat | 0 | 0 | 0 | 0 | 0 | 0 | 0 | 0 | 0 | 0 | 0 | 0 | 0 | 0 | 0 | 0
Load factor for net electric capacities (%) | 39.9195 | 42.8195 | 47.7467 | 42.3121 | 43.3156 | 42.6985 | 40.0635 | 44.7321 | 44.267 | 41.2816 | 39.3243
Indicators for gross electricity production
Efficiency for thermal electricity production (%) | 28.4344 | 26.964 | 28.4793 | 36.7523 | 39.0329 | 39.4075 | 39.5648 | 44.1809 | 44.7477 | 46.5455 | 45.1846
CHP indicator (% of electricity from CHP) | 7.7958 | 6.1218 | 8 | 11.9554 | 12.633 | 9.4454 | 8.7125 | 8.4141 | 9.1351 | 9.7172 | 10.8141
CCS indicator (% of electricity from CCS) | 0 | 0 | 0 | 0 | 0 | 0 | 0 | 0 | 0 | 0 | 18.485
Non fossil fuels in electricity generation (%) | 51.3359 | 52.3333 | 45.7461 | 45.1455 | 45.4117 | 53.8731 | 57.2643 | 55.0352 | 59.3334 | 71.9603 | 69.6874
- nuclear | 44.7227 | 42.4202 | 33.1378 | 32.0659 | 31.4135 | 30.6905 | 30.357 | 28.1983 | 28.5924 | 37.8184 | 35.5033
- renewable energy forms and industrial waste | 6.6132 | 9.9131 | 12.6084 | 13.0795 | 13.9982 | 23.1825 | 26.9073 | 26.8368 | 30.741 | 34.1419 | 34.1841
Indicators for renewables (excluding industrial waste) (%) (B)
RES in gross final energy demand (%) | 6.6112 | 9.0981 | 14.1491 | 18.7074 | 20.9181 | 25.1611 | 28.1418 | 29.5816 | 31.8529 | 33.6547 | 34.1231
RES in transport (%) | 0.27236 | 0.43055 | 1.1151 | 5.3885 | 10.0139 | 10.1407 | 10.7503 | 11.6153 | 12.4199 | 13.1688 | 13.9399
Transport sector
Passenger transport activity (Gpkm) | 47.6694 | 55.9606 | 65.4326 | 71.68 | 75.5329 | 80.1287 | 84.1464 | 87.6437 | 91.3015 | 94.0188 | 96.4059 | 3.218 | 1.4458 | 1.0858 | 0.81943 | 0.54549
Public road transport | 14.587 | 13.688 | 10.613 | 10.7711 | 11.3166 | 11.572 | 11.8208 | 12.0555 | 12.2955 | 12.4969 | 12.7009 | -3.1305 | 0.64395 | 0.43687 | 0.39454 | 0.3249
Private cars and motorcycles | 27.52 | 35.83 | 47.94 | 52.9843 | 54.4727 | 56.7339 | 58.5548 | 60.2893 | 62.0806 | 62.731 | 63.1838 | 5.7073 | 1.2857 | 0.72524 | 0.58642 | 0.1763
Rail | 3.891 | 2.823 | 3.009 | 3.0585 | 3.5234 | 3.8665 | 4.1321 | 4.357 | 4.5944 | 4.8061 | 4.986 | -2.5378 | 1.5908 | 1.6063 | 1.0661 | 0.82133
Aviation | 1.6516 | 3.6026 | 3.8541 | 4.8493 | 6.2024 | 7.9375 | 9.6193 | 10.9215 | 12.3097 | 13.963 | 15.5126 | 8.8436 | 4.8729 | 4.4862 | 2.4968 | 2.3396
Inland navigation | 0.019863 | 0.017054 | 0.016533 | 0.016882 | 0.017763 | 0.018768 | 0.019385 | 0.020329 | 0.02127 | 0.021928 | 0.022618 | -1.8185 | 0.72027 | 0.87739 | 0.93235 | 0.61648
Travel per person (km per capita) | 5819.8207 | 7210.4447 | 8816.3176 | 9985.9571 | 10864.9367 | 11950.8971 | 13036.7509 | 14042.8702 | 15038.0045 | 15889.7575 | 16718.0453 | 4.2408 | 2.1113 | 1.839 | 1.4383 | 1.0647
Freight transport activity (Gtkm) | 10.5328 | 16.467 | 18.3038 | 19.5449 | 22.2711 | 24.4828 | 26.079 | 27.8386 | 29.6502 | 31.1277 | 32.3714 | 5.6816 | 1.9812 | 1.591 | 1.2917 | 0.8819
Trucks | 4.6804 | 10.5436 | 9.1849 | 10.161 | 11.1685 | 11.9891 | 12.6763 | 13.3935 | 14.1083 | 14.7179 | 15.2271 | 6.9742 | 1.9746 | 1.2744 | 1.0761 | 0.76606
Rail | 5.538 | 5.163 | 3.064 | 3.1044 | 3.7145 | 4.2181 | 4.6086 | 5.0205 | 5.461 | 5.8543 | 6.1929 | -5.7473 | 1.944 | 2.1801 | 1.7116 | 1.2656
Inland navigation | 0.31445 | 0.76039 | 6.0549 | 6.2794 | 7.388 | 8.2755 | 8.7942 | 9.4246 | 10.0809 | 10.5554 | 10.9513 | 34.4173 | 2.0098 | 1.7576 | 1.3749 | 0.8316
Freight activity per unit of GDP (tkm/000 Euro'13) | 416.9498 | 499.2753 | 485.7445 | 492.9952 | 493.4276 | 490.1819 | 487.5914 | 487.9052 | 486.816 | 483.5445 | 479.6697 | 1.5389 | 0.15706 | -0.11891 | -0.015913 | -0.14778
Energy demand in transport (ktoe) | 1841.4 | 2682.2 | 2719.2296 | 2837.0134 | 2882.2378 | 2935.1836 | 2978.5094 | 3036.8077 | 3098.6529 | 3135.7096 | 3168.5671 | 3.9752 | 0.58388 | 0.3291 | 0.39623 | 0.22337
Public road transport | 399.2733 | 361.7883 | 261.8038 | 262.7707 | 270.1044 | 269.201 | 266.0318 | 262.9632 | 262.471 | 262.3635 | 262.8553 | -4.1327 | 0.31262 | -0.15181 | -0.13466 | 0.014634
Private cars and motorcycles | 955.7689 | 1388.9449 | 1580.6596 | 1628.3332 | 1560.4935 | 1524.1089 | 1513.3065 | 1516.9592 | 1525.1275 | 1503.4297 | 1482.3074 | 5.1595 | -0.12832 | -0.30658 | 0.07784 | -0.28438
Trucks | 305.1309 | 651.5403 | 590.1545 | 646.2801 | 700.8133 | 724.2737 | 727.0421 | 747.5743 | 767.0747 | 781.9207 | 792.9917 | 6.8189 | 1.7334 | 0.3681 | 0.53744 | 0.33284
Rail | 77.9 | 69.4 | 52.0001 | 43.5318 | 49.175 | 52.274 | 54.9373 | 57.4145 | 59.5806 | 60.5913 | 60.4782 | -3.9612 | -0.55704 | 1.1142 | 0.81467 | 0.14964
Aviation | 100.6 | 200.9 | 181.8 | 206.8062 | 243.9622 | 301.3981 | 350.0542 | 380.7838 | 409.2812 | 449.7963 | 490.5453 | 6.0961 | 2.9847 | 3.6767 | 1.5754 | 1.8277
Inland navigation | 2.7269 | 9.6266 | 52.8115 | 49.2913 | 57.6893 | 63.9279 | 67.1376 | 71.1126 | 75.1179 | 77.6082 | 79.3892 | 34.4948 | 0.88734 | 1.5283 | 1.1295 | 0.55457
Efficiency indicator (activity related)
Passenger transport (toe/Mpkm) | 30.3694 | 34.0156 | 30.2289 | 28.4331 | 26.502 | 25.0258 | 24.0435 | 23.3092 | 22.6309 | 22.0196 | 21.539 | -0.046353 | -1.3072 | -0.96885 | -0.60364 | -0.49331
Freight transport (toe/Mtkm) | 35.0053 | 43.5771 | 37.4189 | 37.3911 | 35.8343 | 33.9005 | 32.1319 | 31.05 | 30.0007 | 29.1528 | 28.4189 | 0.66899 | -0.43178 | -1.0846 | -0.68391 | -0.5402
| 0 | 0 | 0 | 0 | 0 | 0 | 0 | 0 | 0 | 0 | 0 | 0 | 0 | 0 | 0 | 0
Source: PRIMES

## industry
Bulgaria:Reference scenario(REF2015f) | [15 empty] | INDUSTRY
| 2000 | 2005 | 2010 | 2015 | 2020 | 2025 | 2030 | 2035 | 2040 | 2045 | 2050 | '00-'10 | '10-'20 | '20-'30 | '30-'40 | '40-'50
Annual % Change
Sectoral Value Added (in 000 MEuro'13) | 2.9983 | 4.4723 | 5.1959 | 5.2767 | 5.991 | 6.633 | 7.1564 | 7.5949 | 8.0766 | 8.5381 | 9.0181 | 5.6523 | 1.4341 | 1.7934 | 1.217 | 1.1087
Iron and steel | 0.15801 | 0.12563 | 0.099126 | 0.094224 | 0.11044 | 0.12874 | 0.14494 | 0.16042 | 0.17574 | 0.18964 | 0.20276 | -4.5558 | 1.0864 | 2.756 | 1.9453 | 1.4406
Non ferrous metals | 0.11967 | 0.22141 | 0.26816 | 0.28105 | 0.31364 | 0.35193 | 0.3776 | 0.39545 | 0.4141 | 0.43132 | 0.44803 | 8.4023 | 1.5791 | 1.8732 | 0.92706 | 0.79062
Chemicals | 0.21616 | 0.23649 | 0.29976 | 0.33048 | 0.34791 | 0.36775 | 0.37835 | 0.3848 | 0.3901 | 0.39465 | 0.39877 | 3.324 | 1.5005 | 0.84242 | 0.3062 | 0.22003
Non metallic minerals | 0.17034 | 0.32865 | 0.32662 | 0.30863 | 0.34693 | 0.38774 | 0.42381 | 0.45732 | 0.49258 | 0.52678 | 0.56068 | 6.727 | 0.60485 | 2.0218 | 1.5151 | 1.3035
Paper and pulp | 0.0691 | 0.14045 | 0.23423 | 0.22971 | 0.27785 | 0.31801 | 0.35578 | 0.3849 | 0.41487 | 0.44288 | 0.47164 | 12.9838 | 1.7223 | 2.5034 | 1.5484 | 1.2908
Food, drink and tobacco | 1.0151 | 1.1959 | 1.0044 | 0.95513 | 1.0671 | 1.1426 | 1.1885 | 1.2304 | 1.2785 | 1.3254 | 1.3662 | -0.1052 | 0.60697 | 1.0831 | 0.73272 | 0.66602
Engineering | 0.52844 | 0.91642 | 1.1198 | 1.2024 | 1.4974 | 1.7682 | 2.0116 | 2.2155 | 2.4443 | 2.6649 | 2.901 | 7.7991 | 2.9484 | 2.9957 | 1.9673 | 1.7279
Textiles | 0.35878 | 0.64193 | 0.67468 | 0.64103 | 0.63501 | 0.60686 | 0.57515 | 0.54718 | 0.52546 | 0.50599 | 0.49043 | 6.5188 | -0.60407 | -0.98521 | -0.89958 | -0.68758
Other industries | 0.36271 | 0.66544 | 1.1691 | 1.234 | 1.3947 | 1.5613 | 1.7007 | 1.8189 | 1.941 | 2.0565 | 2.1785 | 12.4161 | 1.7806 | 2.0033 | 1.3303 | 1.1609
Final Energy Demand (in ktoe) | 3966.7 | 4036.6 | 2560.8 | 2708.8982 | 2794.4619 | 2806.4873 | 2790.4656 | 2622.9798 | 2630.6405 | 2670.4574 | 2646.7932 | -4.2818 | 0.87702 | -0.01431 | -0.58808 | 0.061233
By sector
Iron and steel | 1001.9 | 995.9 | 128.7 | 127.5236 | 131.3388 | 139.1363 | 133.637 | 140.0925 | 155.202 | 163.6334 | 172.9647 | -18.5529 | 0.20317 | 0.17362 | 1.5072 | 1.0895
Non ferrous metals | 161.1 | 156.6 | 140.3 | 137.2236 | 88.7442 | 60.6935 | 60.3966 | 51.9206 | 50.2814 | 51.7151 | 50.3018 | -1.3729 | -4.4769 | -3.7751 | -1.8163 | 0.0040448
Chemicals | 1352.2 | 1198.7 | 722.9 | 692.8732 | 746.4186 | 698.779 | 693.1382 | 559.1755 | 537.3357 | 520.8916 | 507.1635 | -6.0701 | 0.32067 | -0.73784 | -2.5139 | -0.57623
Non metallic minerals | 505.7 | 613.9 | 606.4 | 685.7798 | 672.5804 | 698.9454 | 643.0359 | 651.731 | 677.0148 | 702.4033 | 660.7998 | 1.8326 | 1.0412 | -0.4482 | 0.51625 | -0.24213
Paper and pulp | 102.8 | 195.5 | 190.2 | 285.6211 | 295.4911 | 303.6815 | 325.9227 | 300.0428 | 266.8588 | 257.9889 | 248.0112 | 6.3461 | 4.5041 | 0.98504 | -1.9796 | -0.72978
Food, drink and tobacco | 311.8 | 295.6 | 251 | 243.9074 | 263.7934 | 277.4261 | 277.2918 | 245.6236 | 240.5478 | 243.3904 | 245.7833 | -2.1457 | 0.49837 | 0.50029 | -1.4115 | 0.21555
Engineering | 145.8 | 135 | 106.9 | 115.4606 | 137.5884 | 154.0046 | 170.2436 | 183.701 | 197.754 | 211.7278 | 225.7107 | -3.0558 | 2.5558 | 2.1525 | 1.5092 | 1.3311
Textiles | 115.2 | 120.6 | 69.1 | 65.0935 | 64.6026 | 59.217 | 53.7264 | 49.3979 | 45.482 | 43.3344 | 40.2094 | -4.9827 | -0.67074 | -1.8266 | -1.6521 | -1.2246
Other industries | 270.2 | 324.8 | 345.3 | 355.4154 | 393.9045 | 414.604 | 433.0733 | 441.2949 | 460.1641 | 475.3723 | 495.8489 | 2.4828 | 1.3257 | 0.95249 | 0.6086 | 0.74968
By fuel
Solids | 580.3 | 705.8 | 210.9 | 298.2559 | 309.8058 | 260.4193 | 233.6843 | 191.716 | 161.7731 | 141.0097 | 122.0442 | -9.6262 | 3.9205 | -2.7804 | -3.611 | -2.7788
Oil | 842.8 | 777.8 | 324 | 315.6369 | 288.6663 | 277.2544 | 211.5457 | 163.8792 | 123.5669 | 112.5351 | 109.2748 | -9.1171 | -1.1481 | -3.0605 | -5.2346 | -1.2217
Gas | 1491 | 1245.8 | 697.5 | 665.7972 | 691.1135 | 652.7447 | 617.0109 | 560.4503 | 601.1832 | 620.7751 | 600.0286 | -7.3156 | -0.091942 | -1.1278 | -0.25953 | -0.019222
Electricity | 738.2 | 845.8 | 672.4 | 726.3131 | 742.2438 | 778.3672 | 822.1676 | 851.9891 | 901.1141 | 941.4622 | 968.9004 | -0.92927 | 0.99314 | 1.0279 | 0.92109 | 0.72794
Heat (distributed CHP) (A) | 272.2 | 335.1 | 481.5 | 381.4864 | 402.167 | 438.3415 | 463.288 | 410.0105 | 397.8053 | 388.2032 | 385.8852 | 5.8695 | -1.7843 | 1.4249 | -1.5123 | -0.30377
Other (Biomass, waste, hydrogen etc.) | 42.2 | 126.3 | 174.5 | 321.4086 | 360.4655 | 399.3602 | 442.7691 | 444.9348 | 445.1978 | 466.4721 | 460.66 | 15.252 | 7.5243 | 2.0778 | 0.054718 | 0.342
Fuel use as raw material (in ktoe) | 979.7 | 850.8 | 422.4 | 426.6336 | 497.5248 | 563.2129 | 604.9379 | 626.3092 | 651.8038 | 667.5238 | 691.8345 | -8.0688 | 1.6504 | 1.974 | 0.74897 | 0.59781
By sector
Petrochemical industry | 821.3 | 665.2 | 250.5 | 244 | 290.1136 | 339.2476 | 372.7946 | 389.2952 | 406.4201 | 421.2536 | 435.5544 | -11.1964 | 1.479 | 2.5393 | 0.86734 | 0.69473
Other non energy uses | 158.4 | 185.6 | 171.9 | 182.6336 | 207.4112 | 223.9653 | 232.1433 | 237.014 | 245.3837 | 246.2702 | 256.28 | 0.82125 | 1.8956 | 1.1329 | 0.55622 | 0.43542
By fuel
Solids | 0 | 0 | 56.4 | 5.2591 | 5.9409 | 6.3927 | 6.637 | 6.7589 | 6.9884 | 6.8947 | 7.016 | 0 | -20.1532 | 1.1141 | 0.51727 | 0.039505
Oil | 657.6 | 540.3 | 173.7 | 203.9925 | 233.1188 | 254.5812 | 266.1745 | 272.7234 | 282.7317 | 285.3301 | 296.7787 | -12.4646 | 2.9859 | 1.3349 | 0.60529 | 0.48606
Gas | 322.1 | 310.5 | 192.3 | 217.382 | 258.4651 | 302.239 | 332.1264 | 346.8269 | 362.0836 | 375.299 | 388.0398 | -5.0273 | 3.0012 | 2.5393 | 0.86734 | 0.69473
Energy intensity (toe/MEuro'13) | 1322.9893 | 902.5682 | 492.8474 | 513.3719 | 466.4396 | 423.1089 | 389.9237 | 345.3586 | 325.7101 | 312.7708 | 293.4986 | -9.4026 | -0.5492 | -1.7758 | -1.7833 | -1.0359
Iron and steel | 6340.6233 | 7927.2356 | 1298.3428 | 1353.4138 | 1189.2601 | 1080.7702 | 922.014 | 873.2848 | 883.1537 | 862.8414 | 853.0598 | -14.6653 | -0.87373 | -2.5131 | -0.42969 | -0.3461
Non ferrous metals | 1346.1486 | 707.296 | 523.2011 | 488.2537 | 282.9485 | 172.4612 | 159.9492 | 131.2934 | 121.423 | 119.8995 | 112.273 | -9.0176 | -5.9619 | -5.5445 | -2.7181 | -0.78041
Chemicals | 6255.6494 | 5068.812 | 2411.5689 | 2096.559 | 2145.4619 | 1900.1248 | 1832.0012 | 1453.1416 | 1377.4429 | 1319.8713 | 1271.8346 | -9.0919 | -1.1624 | -1.5671 | -2.8115 | -0.79451
Non metallic minerals | 2968.826 | 1867.9377 | 1856.5633 | 2222.0393 | 1938.6771 | 1802.6045 | 1517.2882 | 1425.0953 | 1374.4367 | 1333.3781 | 1178.5631 | -4.5859 | 0.43373 | -2.421 | -0.98393 | -1.5257
Paper and pulp | 1487.6924 | 1391.9532 | 812.0247 | 1243.4075 | 1063.5097 | 954.9547 | 916.0741 | 779.5325 | 643.2327 | 582.519 | 525.8461 | -5.8749 | 2.7347 | -1.4812 | -3.4741 | -1.9948
Food, drink and tobacco | 307.1724 | 247.171 | 249.8912 | 255.3651 | 247.2069 | 242.8081 | 233.3171 | 199.6214 | 188.1504 | 183.6334 | 179.8983 | -2.0427 | -0.10794 | -0.5766 | -2.1286 | -0.4475
Engineering | 275.9049 | 147.3121 | 95.4612 | 96.0267 | 91.8827 | 87.0991 | 84.6315 | 82.9174 | 80.9051 | 79.4515 | 77.8038 | -10.0696 | -0.38134 | -0.81869 | -0.44928 | -0.39011
Textiles | 321.0839 | 187.872 | 102.4194 | 101.5452 | 101.7345 | 97.5787 | 93.4127 | 90.2766 | 86.5571 | 85.6435 | 81.9888 | -10.7976 | -0.067076 | -0.84976 | -0.75933 | -0.54076
Other industries | 744.9446 | 488.0954 | 295.3586 | 288.0079 | 282.4197 | 265.5578 | 254.6369 | 242.6107 | 237.0712 | 231.1552 | 227.6087 | -8.8362 | -0.44696 | -1.0302 | -0.71223 | -0.4065
CO2 EMISSIONS (in kt CO2) | 10590.2575 | 9824.7504 | 3697.7761 | 3979.7772 | 3992.7946 | 3658.434 | 3205.2204 | 2716.5479 | 2534.4217 | 2451.6004 | 2310.4222 | -9.9874 | 0.77055 | -2.1731 | -2.3208 | -0.92108
Iron and steel | 4487.4323 | 4101.0195 | 132.9395 | 93.1809 | 92.7053 | 79.5817 | 52.2828 | 48.6097 | 49.5202 | 51.992 | 54.7189 | -29.666 | -3.5405 | -5.5666 | -0.54139 | 1.0033
Non ferrous metals | 361.1204 | 304.6716 | 146.3102 | 101.7218 | 62.4753 | 37.5617 | 26.438 | 18.1544 | 15.2673 | 15.0183 | 14.5106 | -8.6387 | -8.1576 | -8.2403 | -5.3428 | -0.50706
Chemicals | 2648.7046 | 1925.0735 | 820.0239 | 1090.122 | 1178.5581 | 913.4987 | 858.6193 | 631.9044 | 541.9299 | 511.7137 | 483.701 | -11.0637 | 3.6937 | -3.1176 | -4.4976 | -1.1303
Non metallic minerals | 1427.1484 | 1955.2092 | 1772.9194 | 1973.5313 | 1890.0274 | 1890.0213 | 1589.4709 | 1467.0357 | 1421.0414 | 1432.219 | 1353.2148 | 2.1932 | 0.64169 | -1.717 | -1.1139 | -0.48788
Paper and pulp | 193.3138 | 223.0911 | 103.9322 | 95.2978 | 81.4639 | 74.5629 | 54.1608 | 53.6335 | 59.2838 | 41.5495 | 41.4467 | -6.0171 | -2.4064 | -3.9998 | 0.90788 | -3.516
Food, drink and tobacco | 669.6748 | 479.9293 | 359.9071 | 318.323 | 338.5003 | 332.6707 | 303.6376 | 204.6157 | 163.4395 | 117.0272 | 80.046 | -6.0206 | -0.61133 | -1.081 | -6.006 | -6.8896
Engineering | 205.9549 | 140.68 | 87.9292 | 74.0556 | 87.6419 | 96.9254 | 100.3467 | 102.179 | 102.6334 | 106.3971 | 110.3439 | -8.1591 | -0.032732 | 1.3629 | 0.22558 | 0.72701
Textiles | 209.3155 | 170.587 | 74.0268 | 55.2079 | 57.982 | 42.6573 | 37.426 | 22.4121 | 21.7985 | 15.7789 | 9.962 | -9.8722 | -2.4133 | -4.2832 | -5.2618 | -7.5319
Other industries | 387.5928 | 524.4894 | 199.7877 | 178.3369 | 203.4404 | 190.9544 | 182.8384 | 168.0034 | 159.5077 | 159.9047 | 162.4783 | -6.4122 | 0.18134 | -1.062 | -1.3558 | 0.1847
Carbon intensity (in t CO2/toe) | 2.6698 | 2.4339 | 1.444 | 1.4691 | 1.4288 | 1.3036 | 1.1486 | 1.0357 | 0.96342 | 0.91805 | 0.87291 | -5.9608 | -0.10554 | -2.1591 | -1.743 | -0.98172
Iron and steel | 4.4789 | 4.1179 | 1.0329 | 0.7307 | 0.70585 | 0.57197 | 0.39123 | 0.34698 | 0.31907 | 0.31773 | 0.31636 | -13.6445 | -3.7361 | -5.7303 | -2.0182 | -0.085275
Non ferrous metals | 2.2416 | 1.9455 | 1.0428 | 0.74129 | 0.70399 | 0.61888 | 0.43774 | 0.34966 | 0.30364 | 0.2904 | 0.28847 | -7.3669 | -3.8531 | -4.6403 | -3.5918 | -0.51109
Chemicals | 1.9588 | 1.606 | 1.1344 | 1.5733 | 1.579 | 1.3073 | 1.2387 | 1.1301 | 1.0086 | 0.98238 | 0.95374 | -5.3162 | 3.3623 | -2.3974 | -2.0348 | -0.55724
Non metallic minerals | 2.8221 | 3.1849 | 2.9237 | 2.8778 | 2.8101 | 2.7041 | 2.4718 | 2.251 | 2.099 | 2.039 | 2.0478 | 0.35416 | -0.3954 | -1.2745 | -1.6217 | -0.24634
Paper and pulp | 1.8805 | 1.1411 | 0.54644 | 0.33365 | 0.27569 | 0.24553 | 0.16618 | 0.17875 | 0.22215 | 0.16105 | 0.16712 | -11.6255 | -6.6126 | -4.9362 | 2.9457 | -2.8067
Food, drink and tobacco | 2.1478 | 1.6236 | 1.4339 | 1.3051 | 1.2832 | 1.1991 | 1.095 | 0.83305 | 0.67945 | 0.48082 | 0.32568 | -3.9598 | -1.1042 | -1.5734 | -4.6603 | -7.0898
Engineering | 1.4126 | 1.0421 | 0.82254 | 0.64139 | 0.63699 | 0.62937 | 0.58943 | 0.55622 | 0.519 | 0.50252 | 0.48887 | -5.2642 | -2.5241 | -0.77291 | -1.2646 | -0.59613
Textiles | 1.817 | 1.4145 | 1.0713 | 0.84813 | 0.89752 | 0.72036 | 0.6966 | 0.45371 | 0.47928 | 0.36412 | 0.24775 | -5.1459 | -1.7544 | -2.5023 | -3.6703 | -6.3855
Other industries | 1.4345 | 1.6148 | 0.57859 | 0.50177 | 0.51647 | 0.46057 | 0.42219 | 0.38071 | 0.34663 | 0.33638 | 0.32768 | -8.6795 | -1.1293 | -1.9955 | -1.9526 | -0.56078
| 0 | 0 | 0 | 0 | 0 | 0 | 0 | 0 | 0 | 0 | 0 | 0 | 0 | 0 | 0 | 0
Source: PRIMES

## domestic
Bulgaria:Reference scenario(REF2015f) | [15 empty] | RESIDENTIAL, SERVICES AND AGRICULTURE
| 2000 | 2005 | 2010 | 2015 | 2020 | 2025 | 2030 | 2035 | 2040 | 2045 | 2050 | '00-'10 | '10-'20 | '20-'30 | '30-'40 | '40-'50
Annual % Change
RESIDENTIAL SECTOR
Key indicators
Private Consumption (in Euro'13/capita) | 1858.4576 | 2690.3223 | 3187.1437 | 3413.3852 | 4145.6283 | 4808.1071 | 5405.7197 | 6027.1132 | 6682.9513 | 7322.9962 | 7958.18 | 5.5419 | 2.6642 | 2.6896 | 2.1437 | 1.7617
Population (mio) | 8.1909 | 7.761 | 7.4218 | 7.1781 | 6.952 | 6.7048 | 6.4546 | 6.2412 | 6.0714 | 5.9169 | 5.7666 | -0.98119 | -0.65177 | -0.73966 | -0.61013 | -0.51375
Number of households (mio) | 3.2512 | 3.3472 | 3.0642 | 2.9685 | 2.922 | 2.8584 | 2.786 | 2.7272 | 2.6859 | 2.6474 | 2.6075 | -0.59057 | -0.4743 | -0.47549 | -0.36498 | -0.2961
Households size (inhabitants/household) | 2.5193 | 2.3187 | 2.4221 | 2.4181 | 2.3792 | 2.3456 | 2.3168 | 2.2885 | 2.2604 | 2.235 | 2.2116 | -0.39295 | -0.17831 | -0.26543 | -0.24605 | -0.21829
Final Energy Demand (in ktoe) | 2154.7 | 2116.8 | 2246.3 | 2306.5194 | 2371.2746 | 2399.5168 | 2433.2085 | 2463.9837 | 2529.1864 | 2528.0205 | 2569.7354 | 0.4172 | 0.5429 | 0.25816 | 0.38762 | 0.15918
By end use
Heating and cooling (incl. cooking) | 1786.965 | 1799.1274 | 1772.2756 | 1782.6636 | 1807.9946 | 1801.7793 | 1842.7451 | 1848.6092 | 1896.4759 | 1878.1767 | 1866.4333 | -0.082509 | 0.19974 | 0.19056 | 0.28782 | -0.15955
Electric appliances and lighting | 367.735 | 317.6726 | 474.0244 | 523.9649 | 563.2799 | 597.7375 | 590.4634 | 615.3745 | 632.7105 | 649.8438 | 703.3021 | 2.5715 | 1.7401 | 0.47242 | 0.69345 | 1.0633
By fuel
Solids | 294.1 | 261.3 | 194.4 | 184.1382 | 106.5147 | 70.7903 | 49.3422 | 33.8115 | 23.0505 | 15.479 | 10.1788 | -4.0555 | -5.8389 | -7.4064 | -7.3285 | -7.8487
Oil | 16.2 | 26 | 22.9 | 24.7542 | 23.2353 | 23.8909 | 24.2966 | 25.6442 | 26.9481 | 25.9976 | 25.1406 | 3.5219 | 0.14544 | 0.44765 | 1.0412 | -0.6919
Gas | 0.2 | 14.1 | 49.3 | 51.6372 | 64.7981 | 73.0479 | 78.8642 | 83.6475 | 88.1269 | 89.6748 | 91.0616 | 73.453 | 2.7712 | 1.9839 | 1.1167 | 0.32812
Electricity | 847.6 | 777.8 | 907.9 | 920.3458 | 953.1335 | 987.0759 | 981.8085 | 998.8157 | 1017.8558 | 1044.7603 | 1112.7566 | 0.68962 | 0.48739 | 0.29685 | 0.36122 | 0.89541
Heat | 507.8 | 437.8 | 354.4 | 329.2599 | 332.2701 | 363.2731 | 386.1527 | 401.1872 | 412.9318 | 417.8243 | 421.0162 | -3.5327 | -0.64271 | 1.5142 | 0.67275 | 0.19408
Other | 488.8 | 599.8 | 717.4 | 796.3842 | 891.3229 | 881.4387 | 912.7443 | 920.8776 | 960.2732 | 934.2847 | 909.5817 | 3.9114 | 2.1945 | 0.23777 | 0.50891 | -0.54086
Energy intensity
Household income related (toe/MEuro'13) | 141.548 | 101.3807 | 94.964 | 94.1376 | 82.2778 | 74.4324 | 69.7364 | 65.5034 | 62.334 | 58.3437 | 55.9959 | -3.9128 | -1.4237 | -1.6402 | -1.1159 | -1.0666
Population related (toe/capita) | 0.26306 | 0.27275 | 0.30266 | 0.32133 | 0.34109 | 0.35788 | 0.37698 | 0.3948 | 0.41657 | 0.42725 | 0.44563 | 1.4122 | 1.2025 | 1.0053 | 1.0039 | 0.67641
CO2 EMISSIONS (in kt CO2) | 1353.5558 | 1219.7681 | 989.6131 | 956.3882 | 657.6702 | 529.6625 | 454.9774 | 405.0922 | 374.2903 | 343.9356 | 322.91 | -3.0832 | -4.0037 | -3.6175 | -1.9332 | -1.4657
Carbon intensity
Household income related (t CO2/MEuro'13) | 88.9187 | 58.4188 | 41.8366 | 39.0338 | 22.8197 | 16.43 | 13.0398 | 10.7691 | 9.2247 | 7.9376 | 7.0364 | -7.2623 | -5.8814 | -5.4425 | -3.402 | -2.6716
Population related (t CO2 per capita) | 0.16525 | 0.15717 | 0.13334 | 0.13324 | 0.094602 | 0.078997 | 0.070489 | 0.064907 | 0.061648 | 0.058127 | 0.055997 | -2.1229 | -3.374 | -2.8993 | -1.3312 | -0.9569
Fuel consumption related (t CO2 per toe) | 0.62819 | 0.57623 | 0.44055 | 0.41465 | 0.27735 | 0.22074 | 0.18699 | 0.16441 | 0.14799 | 0.13605 | 0.12566 | -3.4859 | -4.5221 | -3.8657 | -2.3119 | -1.6223
SERVICES AND AGRICULTURE SECTOR
SECTORAL VALUE ADDED (in 000 MEuro'13) | 15.5636 | 19.9185 | 23.2177 | 25.0056 | 28.5738 | 31.6918 | 33.9847 | 36.4403 | 39.0278 | 41.3453 | 43.3627 | 4.0808 | 2.0975 | 1.7493 | 1.3933 | 1.0588
Services | 13.5579 | 17.9641 | 21.6274 | 23.4322 | 26.9202 | 29.9491 | 32.2352 | 34.7011 | 37.2862 | 39.6017 | 41.6166 | 4.7807 | 2.2133 | 1.8182 | 1.4663 | 1.1048
Market services | 8.2679 | 11.0478 | 13.5557 | 15.1671 | 17.6816 | 19.6534 | 21.1211 | 22.6823 | 24.2658 | 25.5193 | 26.4995 | 5.0685 | 2.6928 | 1.7934 | 1.3976 | 0.88446
Non market services | 3.8611 | 4.292 | 4.2136 | 4.1416 | 4.4703 | 4.8449 | 5.0243 | 5.2433 | 5.4639 | 5.688 | 5.83 | 0.87748 | 0.59307 | 1.1753 | 0.84226 | 0.65055
Trade | 1.7107 | 2.779 | 3.858 | 4.1235 | 4.7683 | 5.4508 | 6.0898 | 6.7755 | 7.5565 | 8.3944 | 9.2871 | 8.4725 | 2.1409 | 2.4764 | 2.1814 | 2.0836
Agriculture | 2.0057 | 1.9544 | 1.5903 | 1.5735 | 1.6537 | 1.7426 | 1.7495 | 1.7392 | 1.7416 | 1.7436 | 1.7461 | -2.2943 | 0.39179 | 0.56492 | -0.045234 | 0.025886
Final Energy Demand (in ktoe) | 971.5 | 1128.1 | 1173.7 | 1178.5295 | 1264.8743 | 1287.9215 | 1290.7436 | 1279.5742 | 1298.7157 | 1319.9904 | 1357.3374 | 1.9087 | 0.75092 | 0.20266 | 0.061593 | 0.44247
By sector
Services | 658.4 | 824.3 | 988.9 | 975.1406 | 1054.1621 | 1072.346 | 1082.2332 | 1077.2339 | 1100.3204 | 1124.6397 | 1164.4006 | 4.1517 | 0.64113 | 0.26315 | 0.16588 | 0.56766
Agriculture | 313.1 | 303.8 | 184.8 | 203.3889 | 210.7122 | 215.5755 | 208.5104 | 202.3403 | 198.3953 | 195.3507 | 192.9369 | -5.1359 | 1.3208 | -0.10499 | -0.49604 | -0.2786
By end use
Heating and cooling | 604.368 | 766.8305 | 921.1955 | 920.7875 | 983.9056 | 894.9036 | 856.4195 | 815.7914 | 833.4578 | 841.8479 | 849.5737 | 4.305 | 0.66075 | -1.3781 | -0.2714 | 0.1917
Electric appliances and lighting | 71.382 | 88.9965 | 106.7595 | 97.6791 | 116.1353 | 225.1158 | 272.5358 | 307.921 | 313.7713 | 330.7589 | 363.8298 | 4.1074 | 0.84532 | 8.9045 | 1.4189 | 1.4912
Agriculture specific uses | 295.75 | 272.273 | 145.745 | 160.3108 | 164.8334 | 167.9021 | 161.7883 | 155.8618 | 151.4866 | 147.3836 | 143.9339 | -6.832 | 1.2384 | -0.18629 | -0.65575 | -0.51012
By fuel
Solids | 4.2 | 11.4 | 8.5 | 4.7155 | 3.0386 | 1.3701 | 0.49581 | 0.18071 | 0.067112 | 0.026115 | 0.011323 | 7.3043 | -9.7754 | -16.5811 | -18.1255 | -16.3017
Oil | 363.4 | 284.2 | 170 | 153.4187 | 138.0669 | 138.6966 | 128.0995 | 121.2219 | 114.7564 | 107.8321 | 102.6718 | -7.3157 | -2.0591 | -0.74651 | -1.0939 | -1.1066
Gas | 25.2 | 70.1 | 104.6 | 97.0604 | 107.6816 | 105.9435 | 91.2763 | 87.0066 | 85.109 | 82.9457 | 81.0968 | 15.2957 | 0.29077 | -1.6393 | -0.69714 | -0.48174
Electricity | 454.9 | 544.5 | 716.1 | 707.9635 | 778.2135 | 795.8331 | 825.3798 | 827.4812 | 843.6962 | 871.6549 | 910.7389 | 4.6419 | 0.83528 | 0.59016 | 0.21973 | 0.76757
Heat | 99.5 | 166.4 | 123.6 | 130.2667 | 134.8015 | 130.3961 | 113.3419 | 108.0811 | 109.4438 | 108.2016 | 107.1195 | 2.1926 | 0.8713 | -1.719 | -0.34936 | -0.21444
Other | 24.3 | 51.5 | 50.9 | 85.1047 | 103.0722 | 115.6821 | 132.1504 | 135.6027 | 145.6431 | 149.33 | 155.6993 | 7.6741 | 7.3105 | 2.5162 | 0.97693 | 0.6699
Energy intensity
Value added related (toe/MEuro'13) | 62.4212 | 56.6358 | 50.552 | 47.1305 | 44.2669 | 40.639 | 37.9801 | 35.1143 | 33.2766 | 31.926 | 31.302 | -2.0869 | -1.3189 | -1.5201 | -1.3134 | -0.60989
Services | 48.5621 | 45.886 | 45.7244 | 41.6155 | 39.1588 | 35.8056 | 33.573 | 31.0432 | 29.5101 | 28.3988 | 27.9793 | -0.60029 | -1.5381 | -1.5272 | -1.2816 | -0.53128
Agriculture | 156.1033 | 155.4446 | 116.2066 | 129.2613 | 127.4196 | 123.7062 | 119.1815 | 116.344 | 113.9141 | 112.0377 | 110.4936 | -2.9084 | 0.92542 | -0.66615 | -0.45101 | -0.3044
Population related (toe/capita) | 0.11861 | 0.14535 | 0.15814 | 0.16418 | 0.18194 | 0.19209 | 0.19997 | 0.20502 | 0.21391 | 0.22309 | 0.23538 | 2.9186 | 1.4119 | 0.94934 | 0.67584 | 0.96116
Services | 0.080382 | 0.10621 | 0.13324 | 0.13585 | 0.15163 | 0.15994 | 0.16767 | 0.1726 | 0.18123 | 0.19007 | 0.20192 | 5.1837 | 1.3014 | 1.0103 | 0.78078 | 1.087
Agriculture | 0.038225 | 0.039144 | 0.0249 | 0.028335 | 0.03031 | 0.032152 | 0.032304 | 0.03242 | 0.032677 | 0.033015 | 0.033458 | -4.1959 | 1.9855 | 0.6394 | 0.11479 | 0.23637
CO2 EMISSIONS (in kt CO2) | 1207.2665 | 1095.9184 | 805.0232 | 718.7668 | 690.3078 | 679.7858 | 609.7977 | 576.9952 | 552.2465 | 526.0111 | 505.4087 | -3.9714 | -1.5256 | -1.2324 | -0.98643 | -0.88235
Services | 335.4319 | 235.5629 | 345.8543 | 253.1932 | 241.2834 | 224.2211 | 180.2854 | 168.1224 | 161.689 | 151.8591 | 144.8451 | 0.30646 | -3.5364 | -2.8723 | -1.0828 | -1.0941
Agriculture | 871.8346 | 860.3555 | 459.1689 | 465.5737 | 449.0244 | 455.5647 | 429.5122 | 408.8728 | 390.5575 | 374.1521 | 360.5637 | -6.2106 | -0.22316 | -0.44329 | -0.94624 | -0.79588
Carbon intensity
Value added related (t CO2/MEuro'13) | 77.5697 | 55.0202 | 34.6729 | 28.7442 | 24.1587 | 21.4499 | 17.9433 | 15.834 | 14.1501 | 12.7224 | 11.6554 | -7.7365 | -3.5486 | -2.9305 | -2.347 | -1.9208
Services | 24.7407 | 13.113 | 15.9915 | 10.8054 | 8.9629 | 7.4867 | 5.5928 | 4.8449 | 4.3364 | 3.8347 | 3.4805 | -4.2701 | -5.6252 | -4.6067 | -2.5122 | -2.1748
Agriculture | 434.6735 | 440.2161 | 288.7361 | 295.8896 | 271.5291 | 261.422 | 245.503 | 235.0985 | 224.2493 | 214.5841 | 206.4924 | -4.0083 | -0.61255 | -1.0025 | -0.90142 | -0.82156
Population related (t CO2 per capita) | 0.14739 | 0.14121 | 0.10847 | 0.10013 | 0.099297 | 0.10139 | 0.094476 | 0.09245 | 0.090959 | 0.088899 | 0.087644 | -3.0199 | -0.87955 | -0.49646 | -0.37861 | -0.37051
Services | 0.040952 | 0.030352 | 0.0466 | 0.035273 | 0.034707 | 0.033442 | 0.027932 | 0.026938 | 0.026631 | 0.025665 | 0.025118 | 1.3004 | -2.9036 | -2.1485 | -0.47554 | -0.58332
Agriculture | 0.10644 | 0.11086 | 0.061868 | 0.06486 | 0.064589 | 0.067946 | 0.066544 | 0.065512 | 0.064328 | 0.063234 | 0.062526 | -5.2812 | 0.43142 | 0.29858 | -0.33818 | -0.28359
Fuel consumption related (t CO2 per toe) | 1.2427 | 0.97147 | 0.68589 | 0.60988 | 0.54575 | 0.52782 | 0.47244 | 0.45093 | 0.42523 | 0.3985 | 0.37235 | -5.77 | -2.2595 | -1.4322 | -1.0474 | -1.319
Services | 0.50947 | 0.28577 | 0.34974 | 0.25965 | 0.22889 | 0.20909 | 0.16659 | 0.15607 | 0.14695 | 0.13503 | 0.12439 | -3.6919 | -4.1509 | -3.1272 | -1.2466 | -1.6523
Agriculture | 2.7845 | 2.832 | 2.4847 | 2.2891 | 2.131 | 2.1132 | 2.0599 | 2.0207 | 1.9686 | 1.9153 | 1.8688 | -1.1329 | -1.5239 | -0.33865 | -0.45245 | -0.51873
| 0 | 0 | 0 | 0 | 0 | 0 | 0 | 0 | 0 | 0 | 0 | 0 | 0 | 0 | 0 | 0
Source: PRIMES

## transport
Bulgaria:Reference scenario(REF2015f) | [15 empty] | TRANSPORT SECTOR
| 2000 | 2005 | 2010 | 2015 | 2020 | 2025 | 2030 | 2035 | 2040 | 2045 | 2050 | '00-'10 | '10-'20 | '20-'30 | '30-'40 | '40-'50
Annual % Change
Transport activity
Passenger transport activity (Gpkm) | 47.6694 | 55.9606 | 65.4326 | 71.68 | 75.5329 | 80.1287 | 84.1464 | 87.6437 | 91.3015 | 94.0188 | 96.4059 | 3.218 | 1.4458 | 1.0858 | 0.81943 | 0.54549
Public road transport | 14.587 | 13.688 | 10.613 | 10.7711 | 11.3166 | 11.572 | 11.8208 | 12.0555 | 12.2955 | 12.4969 | 12.7009 | -3.1305 | 0.64395 | 0.43687 | 0.39454 | 0.3249
Private cars(1) | 26.9 | 35.1 | 46.9 | 51.8928 | 53.3295 | 55.5506 | 57.3314 | 59.0474 | 60.82 | 61.4589 | 61.9002 | 5.7163 | 1.293 | 0.7262 | 0.59245 | 0.17621
Motorcycles | 0.62 | 0.73 | 1.04 | 1.0914 | 1.1432 | 1.1834 | 1.2234 | 1.242 | 1.2606 | 1.2721 | 1.2836 | 5.3087 | 0.95067 | 0.68044 | 0.30016 | 0.18065
Rail | 3.891 | 2.823 | 3.009 | 3.0585 | 3.5234 | 3.8665 | 4.1321 | 4.357 | 4.5944 | 4.8061 | 4.986 | -2.5378 | 1.5908 | 1.6063 | 1.0661 | 0.82133
Aviation(2) | 1.6516 | 3.6026 | 3.8541 | 4.8493 | 6.2024 | 7.9375 | 9.6193 | 10.9215 | 12.3097 | 13.963 | 15.5126 | 8.8436 | 4.8729 | 4.4862 | 2.4968 | 2.3396
Inland navigation | 0.019863 | 0.017054 | 0.016533 | 0.016882 | 0.017763 | 0.018768 | 0.019385 | 0.020329 | 0.02127 | 0.021928 | 0.022618 | -1.8185 | 0.72027 | 0.87739 | 0.93235 | 0.61648
Freight transport activity (Gtkm) | 10.5328 | 16.467 | 18.3038 | 19.5449 | 22.2711 | 24.4828 | 26.079 | 27.8386 | 29.6502 | 31.1277 | 32.3714 | 5.6816 | 1.9812 | 1.591 | 1.2917 | 0.8819
Trucks(1) | 4.6804 | 10.5436 | 9.1849 | 10.161 | 11.1685 | 11.9891 | 12.6763 | 13.3935 | 14.1083 | 14.7179 | 15.2271 | 6.9742 | 1.9746 | 1.2744 | 1.0761 | 0.76606
Rail | 5.538 | 5.163 | 3.064 | 3.1044 | 3.7145 | 4.2181 | 4.6086 | 5.0205 | 5.461 | 5.8543 | 6.1929 | -5.7473 | 1.944 | 2.1801 | 1.7116 | 1.2656
Inland navigation | 0.31445 | 0.76039 | 6.0549 | 6.2794 | 7.388 | 8.2755 | 8.7942 | 9.4246 | 10.0809 | 10.5554 | 10.9513 | 34.4173 | 2.0098 | 1.7576 | 1.3749 | 0.8316
Detailed Results
Activity indicators
Travel per person (km per capita) | 5819.8207 | 7210.4447 | 8816.3176 | 9985.9571 | 10864.9367 | 11950.8971 | 13036.7509 | 14042.8702 | 15038.0045 | 15889.7575 | 16718.0453 | 4.2408 | 2.1113 | 1.839 | 1.4383 | 1.0647
Freight activity per unit of GDP (tkm/000 Euro'13) | 416.9498 | 499.2753 | 485.7445 | 492.9952 | 493.4276 | 490.1819 | 487.5914 | 487.9052 | 486.816 | 483.5445 | 479.6697 | 1.5389 | 0.15706 | -0.11891 | -0.015913 | -0.14778
Final Energy Demand (in ktoe) | 1841.4 | 2682.2 | 2719.2296 | 2837.0134 | 2882.2378 | 2935.1836 | 2978.5094 | 3036.8077 | 3098.6529 | 3135.7096 | 3168.5671 | 3.9752 | 0.58388 | 0.3291 | 0.39623 | 0.22337
By transport mean
Road transport | 1660.1731 | 2402.2734 | 2432.618 | 2537.3841 | 2531.4112 | 2517.5835 | 2506.3803 | 2527.4967 | 2554.6732 | 2547.7138 | 2538.1544 | 3.8944 | 0.39888 | -0.099324 | 0.19103 | -0.06485
Public road transport | 399.2733 | 361.7883 | 261.8038 | 262.7707 | 270.1044 | 269.201 | 266.0318 | 262.9632 | 262.471 | 262.3635 | 262.8553 | -4.1327 | 0.31262 | -0.15181 | -0.13466 | 0.014634
Motorcycles | 16.8171 | 19.3103 | 28.1844 | 29.6994 | 30.709 | 30.7997 | 31.4381 | 31.381 | 31.2855 | 30.9349 | 30.9208 | 5.2994 | 0.86155 | 0.23493 | -0.048645 | -0.11718
Private cars | 938.9518 | 1369.6346 | 1552.4752 | 1598.6339 | 1529.7845 | 1493.3092 | 1481.8684 | 1485.5782 | 1493.842 | 1472.4948 | 1451.3865 | 5.157 | -0.14713 | -0.31773 | 0.080508 | -0.2879
Trucks | 305.1309 | 651.5403 | 590.1545 | 646.2801 | 700.8133 | 724.2737 | 727.0421 | 747.5743 | 767.0747 | 781.9207 | 792.9917 | 6.8189 | 1.7334 | 0.3681 | 0.53744 | 0.33284
Rail | 77.9 | 69.4 | 52.0001 | 43.5318 | 49.175 | 52.274 | 54.9373 | 57.4145 | 59.5806 | 60.5913 | 60.4782 | -3.9612 | -0.55704 | 1.1142 | 0.81467 | 0.14964
Aviation | 100.6 | 200.9 | 181.8 | 206.8062 | 243.9622 | 301.3981 | 350.0542 | 380.7838 | 409.2812 | 449.7963 | 490.5453 | 6.0961 | 2.9847 | 3.6767 | 1.5754 | 1.8277
Inland navigation | 2.7269 | 9.6266 | 52.8115 | 49.2913 | 57.6893 | 63.9279 | 67.1376 | 71.1126 | 75.1179 | 77.6082 | 79.3892 | 34.4948 | 0.88734 | 1.5283 | 1.1295 | 0.55457
By transport activity
Passenger transport | 1472.6943 | 1964.6182 | 2034.3207 | 2106.2078 | 2084.1701 | 2105.2053 | 2140.5421 | 2172.42 | 2209.1236 | 2228.2489 | 2248.6078 | 3.2834 | 0.24238 | 0.26724 | 0.31587 | 0.17731
Freight transport | 368.7057 | 717.5819 | 684.9089 | 730.8056 | 798.0677 | 829.9782 | 837.9673 | 864.3877 | 889.5292 | 907.4607 | 919.9593 | 6.3886 | 1.5408 | 0.48905 | 0.59892 | 0.33694
By fuel
Solids | 0 | 0 | 0 | 0 | 0 | 0 | 0 | 0 | 0 | 0 | 0 | 0 | 0 | 0 | 0 | 0
Oil | 1802.4 | 2623.4 | 2621.3034 | 2745.9974 | 2797.3317 | 2853.6342 | 2882.9864 | 2921.2462 | 2959.2622 | 2975.6767 | 2986.8371 | 3.8166 | 0.65206 | 0.30206 | 0.26147 | 0.092793
Liquified petroleum gas | 216.4 | 434.3 | 373.6 | 390.2567 | 344.5438 | 319.8604 | 301.2329 | 296.9017 | 299.4368 | 299.7345 | 295.4304 | 5.6124 | -0.80638 | -1.3344 | -0.059786 | -0.13461
Gasoline | 706.7 | 572.2 | 611.7 | 540.1528 | 466.0957 | 421.4522 | 423.5649 | 437.7993 | 447.7087 | 446.5088 | 444.2036 | -1.4333 | -2.6819 | -0.95228 | 0.5559 | -0.078566
of which biofuels | 0 | 0 | 0 | 14.1885 | 26.3154 | 19.1828 | 20.545 | 21.7568 | 22.8141 | 23.2359 | 23.4948 | 0 | 0 | -2.445 | 1.0531 | 0.29445
Diesel oil | 778.7 | 1416 | 1454.2034 | 1608.7795 | 1742.7255 | 1810.9171 | 1808.1267 | 1805.7524 | 1802.8255 | 1779.6265 | 1756.6468 | 6.4451 | 1.8264 | 0.36909 | -0.029357 | -0.25915
of which biofuels | 0 | 0 | 13.5034 | 91.7729 | 162.2394 | 168.5819 | 179.0957 | 182.4081 | 185.8182 | 186.9973 | 187.2915 | 0 | 28.2246 | 0.99338 | 0.36916 | 0.079008
Kerosene | 100.6 | 200.9 | 181.8 | 206.8062 | 243.9622 | 301.3981 | 350.0542 | 380.7838 | 409.2812 | 449.7963 | 490.5453 | 6.0961 | 2.9847 | 3.6767 | 1.5754 | 1.8277
of which biofuels | 0 | 0 | 0 | 0 | 0 | 0 | 0 | 0.78938 | 2.0465 | 6.7181 | 9.5686 | 0 | 0 | 0 | 0 | 16.6766
Residual fuel oil | 0 | 0 | 0 | 0.0022076 | 0.0045276 | 0.0063538 | 0.0076424 | 0.0089089 | 0.0099763 | 0.010653 | 0.01103 | 0 | 0 | 5.3746 | 2.7008 | 1.0096
of which of biomass origin | 0 | 0 | 0 | 0 | 0.00042149 | 0.00059147 | 0.0007569 | 0.00089989 | 0.001028 | 0.001119 | 0.0011757 | 0 | 0 | 6.0291 | 3.1088 | 1.3518
Other liquids | 0 | 0 | 0 | 0 | 0 | 0 | 0 | 0 | 0 | 0 | 0 | 0 | 0 | 0 | 0 | 0
Gas | 0 | 19.1 | 65.9001 | 65.7965 | 54.6389 | 46.5802 | 54.5328 | 68.2587 | 83.7973 | 94.3842 | 107.1074 | 0 | -1.8565 | -0.019435 | 4.3896 | 2.4847
of which biogas | 0 | 0 | 7.1129e-05 | 2.5423e-06 | 4.391e-06 | 7.9183e-06 | 2.4868e-05 | 2.6678e-05 | 6.9723e-05 | 9.2554e-05 | 0.00011685 | 0 | -24.3076 | 18.9344 | 10.8596 | 5.2989
Methanol & ethanol | 0 | 0 | 0.22614 | 0.22478 | 0.33356 | 0.3406 | 0.42772 | 0.41805 | 0.5492 | 0.66129 | 0.70066 | 0 | 3.9632 | 2.5175 | 2.5314 | 2.4655
Liquified hydrogen | 0 | 0 | 0 | 0.00022567 | 0.0019013 | 0.023547 | 0.19879 | 0.70814 | 2.5142 | 4.3473 | 6.9882 | 0 | 0 | 59.1975 | 28.884 | 10.7637
Electricity | 39 | 39.7 | 31.8 | 24.9945 | 29.9317 | 34.6051 | 40.3638 | 46.1766 | 52.53 | 60.6401 | 66.9336 | -2.0203 | -0.60364 | 3.0353 | 2.6695 | 2.4528
Electricity in road transport (%) | 0 | 0 | 0 | 0.00072227 | 0.022766 | 0.06248 | 0.17406 | 0.27618 | 0.38801 | 0.59027 | 0.75013 | 0 | 0 | 22.5578 | 8.3467 | 6.8142
Biofuels in total fuels (excl.hydrogen and electricity) (%) | 0 | 0 | 0.51088 | 3.7762 | 6.6223 | 6.4852 | 6.8098 | 6.8688 | 6.9401 | 7.0867 | 7.1432 | 0 | 29.2019 | 0.2796 | 0.18965 | 0.28889
Vehicles efficiency
Passenger transport activity (toe/Mpkm) | 30.3694 | 34.0156 | 30.2289 | 28.4331 | 26.502 | 25.0258 | 24.0435 | 23.3092 | 22.6309 | 22.0196 | 21.539 | -0.046353 | -1.3072 | -0.96885 | -0.60364 | -0.49331
Road transport | 32.1809 | 35.3555 | 31.4666 | 29.6619 | 27.8252 | 26.2541 | 25.2835 | 24.6033 | 24.0346 | 23.4726 | 22.9975 | -0.22422 | -1.2223 | -0.95333 | -0.50529 | -0.44008
Public road transport | 27.3719 | 26.4311 | 24.6682 | 24.396 | 23.868 | 23.2631 | 22.5054 | 21.8128 | 21.3468 | 20.9943 | 20.6958 | -1.0346 | -0.32921 | -0.58613 | -0.52712 | -0.30927
Private cars | 34.9053 | 39.0209 | 33.1018 | 30.8065 | 28.6855 | 26.882 | 25.8474 | 25.1591 | 24.5617 | 23.959 | 23.4472 | -0.52909 | -1.4218 | -1.0364 | -0.50892 | -0.4633
Motorcycles | 27.1244 | 26.4525 | 27.1004 | 27.2111 | 26.8621 | 26.0272 | 25.6968 | 25.2666 | 24.817 | 24.3173 | 24.089 | -0.0088456 | -0.088284 | -0.44251 | -0.34776 | -0.29729
Rail | 3.9604 | 4.4674 | 3.2566 | 2.6353 | 2.6568 | 2.6475 | 2.6336 | 2.6247 | 2.6023 | 2.573 | 2.5272 | -1.9377 | -2.0149 | -0.087624 | -0.1194 | -0.29274
Aviation(3) | 40.6491 | 37.2149 | 31.7908 | 28.5441 | 26.2004 | 25.2632 | 24.1402 | 23.1088 | 21.9766 | 21.2792 | 20.8708 | -2.428 | -1.9155 | -0.8156 | -0.93462 | -0.51493
Inland navigation | 82.677 | 21.9038 | 15.623 | 14.0612 | 14.0087 | 13.9017 | 13.7889 | 13.6648 | 13.534 | 13.3908 | 13.2412 | -15.3479 | -1.0847 | -0.15802 | -0.18644 | -0.21842
Freight transport activity (toe/Mtkm) | 35.0053 | 43.5771 | 37.4189 | 37.3911 | 35.8343 | 33.9005 | 32.1319 | 31.05 | 30.0007 | 29.1528 | 28.4189 | 0.66899 | -0.43178 | -1.0846 | -0.68391 | -0.5402
Trucks | 65.1934 | 61.795 | 64.2528 | 63.6038 | 62.749 | 60.4108 | 57.3546 | 55.8162 | 54.3704 | 53.127 | 52.0776 | -0.14524 | -0.23654 | -0.89486 | -0.5329 | -0.42993
Rail | 11.2839 | 10.9991 | 13.7732 | 11.4261 | 10.7184 | 9.9659 | 9.5593 | 9.1582 | 8.7208 | 8.2376 | 7.731 | 2.0135 | -2.4764 | -1.138 | -0.91385 | -1.1974
Inland navigation | 3.4495 | 12.1688 | 8.6794 | 7.8118 | 7.7748 | 7.6934 | 7.6039 | 7.516 | 7.423 | 7.3246 | 7.2219 | 9.6665 | -1.0946 | -0.222 | -0.24061 | -0.27414
Energy intensity
Income related (toe/MEuro'13) | 72.893 | 81.3238 | 72.1626 | 71.56 | 63.8576 | 58.7667 | 55.6883 | 53.2238 | 50.8756 | 48.7108 | 46.9509 | -0.10066 | -1.2152 | -1.3595 | -0.89979 | -0.79959
Passenger transport (household income related) | 96.7452 | 94.0922 | 86.0024 | 85.9622 | 72.3159 | 65.303 | 61.3485 | 57.7524 | 54.4458 | 51.4254 | 48.9984 | -1.1702 | -1.7184 | -1.6313 | -1.1866 | -1.0486
Freight transport (GDP related) | 14.5955 | 21.757 | 18.176 | 18.4336 | 17.6816 | 16.6174 | 15.6672 | 15.1495 | 14.6048 | 14.0967 | 13.6317 | 2.2182 | -0.2754 | -1.2023 | -0.69971 | -0.68718
Population related (toe/capita) | 0.22481 | 0.3456 | 0.36639 | 0.39523 | 0.41459 | 0.43777 | 0.46146 | 0.48658 | 0.51037 | 0.52995 | 0.54947 | 5.0055 | 1.2438 | 1.0767 | 1.0125 | 0.74093
Passenger transport | 0.1798 | 0.25314 | 0.2741 | 0.29342 | 0.2998 | 0.31398 | 0.33163 | 0.34808 | 0.36386 | 0.37659 | 0.38994 | 4.3069 | 0.90001 | 1.0144 | 0.93168 | 0.69463
Freight transport | 0.045014 | 0.092459 | 0.092284 | 0.10181 | 0.1148 | 0.12379 | 0.12983 | 0.1385 | 0.14651 | 0.15337 | 0.15953 | 7.4429 | 2.207 | 1.2379 | 1.2165 | 0.85508
CO2 EMISSIONS (in kt CO2) | 5338.0696 | 7839.1154 | 7922.5798 | 8029.4647 | 7941.4081 | 8112.9816 | 8189.7883 | 8320.7161 | 8451.8584 | 8505.0819 | 8558.021 | 4.0275 | 0.02374 | 0.30845 | 0.31548 | 0.1249
Road transport | 4901.8411 | 7113.355 | 7149.8736 | 7209.5808 | 6991.263 | 6975.1094 | 6899.6201 | 6932.5971 | 6975.3528 | 6920.4398 | 6862.0252 | 3.847 | -0.22408 | -0.13186 | 0.10923 | -0.16367
Rail | 120.5192 | 92.0159 | 62.5833 | 54.2094 | 55.688 | 54.0652 | 52.8561 | 50.7415 | 47.1375 | 41.5597 | 34.8304 | -6.343 | -1.1605 | -0.52057 | -1.1385 | -2.9804
Aviation | 302.4107 | 603.9196 | 546.5037 | 621.674 | 733.3678 | 906.0241 | 1052.2877 | 1142.2902 | 1224.1763 | 1331.9245 | 1445.8499 | 6.0961 | 2.9847 | 3.6767 | 1.5245 | 1.6782
Inland navigation | 13.2986 | 29.8249 | 163.6192 | 144.0005 | 161.0892 | 177.7829 | 185.0245 | 195.0872 | 205.1919 | 211.158 | 215.3154 | 28.5295 | -0.15571 | 1.3949 | 1.0399 | 0.48275
Carbon intensity (in t CO2/toe) | 2.8989 | 2.9226 | 2.9135 | 2.8303 | 2.7553 | 2.764 | 2.7496 | 2.74 | 2.7276 | 2.7123 | 2.7009 | 0.050316 | -0.55689 | -0.020583 | -0.080429 | -0.098246
Road transport | 2.9526 | 2.9611 | 2.9392 | 2.8413 | 2.7618 | 2.7706 | 2.7528 | 2.7429 | 2.7304 | 2.7163 | 2.7035 | -0.045613 | -0.62049 | -0.03257 | -0.081648 | -0.098883
Rail | 1.5471 | 1.3259 | 1.2035 | 1.2453 | 1.1324 | 1.0343 | 0.96212 | 0.88378 | 0.79115 | 0.6859 | 0.57592 | -2.48 | -0.60688 | -1.6168 | -1.9374 | -3.1254
Aviation | 3.0061 | 3.0061 | 3.0061 | 3.0061 | 3.0061 | 3.0061 | 3.0061 | 2.9998 | 2.991 | 2.9612 | 2.9474 | 6.9633e-10 | 0 | 0 | -0.050115 | -0.14675
Inland navigation | 4.8768 | 3.0982 | 3.0982 | 2.9214 | 2.7924 | 2.781 | 2.7559 | 2.7434 | 2.7316 | 2.7208 | 2.7121 | -4.4353 | -1.0339 | -0.13133 | -0.088537 | -0.07143
Final Energy Demand in other sectors classified in transport (in ktoe)(4),(5) | 171.2 | 220.3 | 143.3 | 173.8738 | 167.8803 | 165.9338 | 159.3309 | 165.4973 | 162.04 | 153.973 | 144.2064 | -1.7632 | 1.5957 | -0.52132 | 0.16874 | -1.1592
Oil | 1 | 1 | 0 | 0 | 0 | 4.5475e-13 | 0 | 4.5475e-13 | 4.5475e-13 | 0 | 0 | -100 | 0 | 0 | 0 | -100
Gas | 164.5 | 216 | 140.8 | 171.3153 | 165.6491 | 163.7047 | 157.103 | 163.2704 | 159.8139 | 151.7472 | 141.9808 | -1.5437 | 1.6386 | -0.5283 | 0.17123 | -1.1762
Electricity | 5.7 | 3.3 | 2.5 | 2.5584 | 2.2311 | 2.2292 | 2.2279 | 2.2269 | 2.2261 | 2.2258 | 2.2255 | -7.9113 | -1.1313 | -0.014575 | -0.0082389 | -0.0024304
CO2 EMISSIONS in other sectors classified in transport (in kt CO2)(4),(5) | 389.4683 | 510.4291 | 330.7046 | 402.3777 | 389.0691 | 384.5021 | 368.9963 | 383.482 | 375.3636 | 356.4169 | 333.4781 | -1.6223 | 1.6386 | -0.5283 | 0.17123 | -1.1762
(1) Including light commercial vehicles.
(2) Domestic and international intra-EU aviation activity.
(3) Calculated based on aviation activity covering domestic, international intra-EU and international extra-EU to ensure higher consistency with bunker fuels.
(4) As in EUROSTAT balances , fuel consumption of airport utility vehicles, port cranes and pipeline transport are classified in final demand of transport.
(5) Fuel consumption other than electricity of airport utility vehicles, port cranes are classified in PRIMES model in final demand of road transport.
Source: PRIMES

## transport_detail
Bulgaria:Reference scenario(REF2015f) | [15 empty] | TRANSPORT SECTOR
| 2005 | 2010 | 2015 | 2020 | 2025 | 2030 | 2035 | 2040 | 2045 | 2050 | '95-'00 | '00-'10 | '10-'20 | '20-'30 | '30-'40 | '40-'50
Annual % Change
Transport activity - details
Passenger rail (Gpkm) | 2.823 | 3.009 | 3.0585 | 3.5234 | 3.8665 | 4.1321 | 4.357 | 4.5944 | 4.8061 | 4.986 | 0 | 0 | 1.5908 | 1.6063 | 1.0661 | 0.82133
Conventional rail | 2.389 | 2.1 | 2.0112 | 2.4371 | 2.7168 | 2.9193 | 3.108 | 3.3084 | 3.4964 | 3.6636 | 0 | 0 | 1.4999 | 1.8216 | 1.2593 | 1.0249
High speed rail | 0 | 0 | 0 | 0 | 0 | 0 | 0 | 0 | 0 | 0 | 0 | 0 | 0 | 0 | 0 | 0
Tram and metro | 0.434 | 0.909 | 1.0474 | 1.0863 | 1.1497 | 1.2128 | 1.2491 | 1.2859 | 1.3096 | 1.3224 | 0 | 0 | 1.798 | 1.1076 | 0.58704 | 0.28
International extra-EU aviation | 1.7958 | 1.8645 | 2.3959 | 3.1091 | 3.9929 | 4.8815 | 5.5563 | 6.3138 | 7.1749 | 7.9913 | 0 | 0 | 5.2461 | 4.6147 | 2.6062 | 2.3841
Road freight (Gtkm) | 10.5436 | 9.1849 | 10.161 | 11.1685 | 11.9891 | 12.6763 | 13.3935 | 14.1083 | 14.7179 | 15.2271 | 0 | 0 | 1.9746 | 1.2744 | 1.0761 | 0.76606
of which international road freight transit | 3.7132 | 1.0351 | 1.032 | 1.1336 | 1.2086 | 1.2835 | 1.359 | 1.4379 | 1.5051 | 1.5554 | 0 | 0 | 0.91252 | 1.2501 | 1.142 | 0.78895
Maritime freight (Gtkm) | 87.4832 | 63.2084 | 69.2131 | 99.8965 | 116.2238 | 129.0374 | 138.5721 | 150.7767 | 163.6411 | 173.8749 | 0 | 0 | 4.6833 | 2.5927 | 1.5692 | 1.4356
Inland navigation | 0.76039 | 6.0549 | 6.2794 | 7.388 | 8.2755 | 8.7942 | 9.4246 | 10.0809 | 10.5554 | 10.9513 | 0 | 0 | 2.0098 | 1.7576 | 1.3749 | 0.8316
International maritime (bunkers) | 86.7228 | 57.1535 | 62.9337 | 92.5085 | 107.9482 | 120.2432 | 129.1475 | 140.6958 | 153.0857 | 162.9236 | 0 | 0 | 4.9334 | 2.6568 | 1.5832 | 1.4776
Marine bunkers
Bunker fuels (ktoe) | 112.7 | 96.4 | 104.6726 | 150.9932 | 168.1358 | 177.7728 | 183.979 | 195.092 | 208.1399 | 218.3163 | 0 | 0 | 4.5895 | 1.6461 | 0.93399 | 1.1311
CO2 emissions (kt CO2) | 349.1647 | 304.7297 | 328.7725 | 473.4251 | 526.1347 | 555.6183 | 573.5245 | 606.9445 | 647.6267 | 678.6588 | 0 | 0 | 4.5042 | 1.6138 | 0.88747 | 1.1231
| 0 | 0 | 0 | 0 | 0 | 0 | 0 | 0 | 0 | 0 | 0 | 0 | 0 | 0 | 0 | 0
Total stock per category and per fuel (in thousand vehicles) | 2909.758 | 2960.4 | 3216.7213 | 3433.917 | 3543.5753 | 3659.046 | 3729.7796 | 3770.031 | 3776.5338 | 3797.3803 | 0 | 0 | 1.4948 | 0.63703 | 0.29925 | 0.072308
Light duty vehicles (passenger cars, vans) | 2797.6481 | 2824.5574 | 3069.1557 | 3249.8202 | 3349.5139 | 3459.3656 | 3518.6102 | 3545.4032 | 3543.3041 | 3556.6023 | 0 | 0 | 1.4124 | 0.62681 | 0.24597 | 0.031543
Diesel Conventional | 718.49 | 769.9354 | 1208.7221 | 1499.2112 | 1657.6874 | 1655.1919 | 1504.7248 | 1364.0265 | 1237.729 | 1143.7865 | 0 | 0 | 6.8909 | 0.99469 | -1.9162 | -1.7456
Diesel Hybrid | 0 | 0.215 | 2.6347 | 33.451 | 94.315 | 138.8508 | 190.4265 | 233.0349 | 261.2162 | 281.6512 | 0 | 0 | 65.6519 | 15.2959 | 5.3143 | 1.9129
Diesel plug-in hybrid | 0 | 0 | 0.14377 | 4.7626 | 13.8592 | 28.8479 | 43.5472 | 57.6684 | 78.0178 | 97.2969 | 0 | 0 | 0 | 19.7365 | 7.1722 | 5.3698
Gasoline Conventional | 1348.3008 | 1455.7612 | 1291.4501 | 1126.1655 | 911.566 | 857.7966 | 862.5399 | 817.1197 | 739.4045 | 654.9372 | 0 | 0 | -2.5344 | -2.6854 | -0.48464 | -2.1882
Gasoline Hybrid | 0.47195 | 1.5146 | 4.0122 | 60.8995 | 191.833 | 308.2009 | 417.7143 | 534.4219 | 642.0243 | 752.5573 | 0 | 0 | 44.6876 | 17.604 | 5.6586 | 3.4822
Gasoline plug-in hybrid | 0 | 0 | 0.047973 | 2.3626 | 7.4098 | 17.2436 | 28.7152 | 38.7991 | 49.2037 | 59.1501 | 0 | 0 | 0 | 21.9897 | 8.4475 | 4.307
LPG | 678.4803 | 481.948 | 439.4808 | 408.394 | 387.3961 | 360.0976 | 353.1332 | 353.0397 | 346.8755 | 336.3098 | 0 | 0 | -1.6424 | -1.2507 | -0.19775 | -0.4843
CNG | 51.9051 | 114.7742 | 121.965 | 111.3905 | 77.3519 | 72.0671 | 78.5004 | 82.7909 | 86.4369 | 89.4576 | 0 | 0 | -0.29879 | -4.261 | 1.3969 | 0.77748
Electric | 0 | 0 | 0.10625 | 2.0374 | 6.3313 | 18.3881 | 35.3893 | 56.3942 | 88.6928 | 120.2439 | 0 | 0 | 0 | 24.608 | 11.8587 | 7.8656
Other | 0 | 0.40897 | 0.59281 | 1.1459 | 1.7642 | 2.6811 | 3.9194 | 8.1079 | 13.7033 | 21.2117 | 0 | 0 | 10.8525 | 8.872 | 11.7017 | 10.0948
Heavy duty vehicles (heavy goods vehicles, buses and coaches) | 112.1099 | 135.8426 | 147.5657 | 184.0968 | 194.0614 | 199.6804 | 211.1694 | 224.6279 | 233.2296 | 240.778 | 0 | 0 | 3.0863 | 0.81587 | 1.1842 | 0.69672
Diesel Conventional | 112.1099 | 135.82 | 147.432 | 182.559 | 189.0831 | 186.5228 | 188.1069 | 187.877 | 185.2576 | 182.2643 | 0 | 0 | 3.0016 | 0.21503 | 0.072367 | -0.30284
Diesel Hybrid | 0 | 0.021287 | 0.074167 | 1.2482 | 3.8234 | 10.4768 | 18.2615 | 29.091 | 37.8454 | 45.4856 | 0 | 0 | 50.2511 | 23.7067 | 10.7523 | 4.5711
LPG | 0 | 0.00067453 | 0.057085 | 0.17708 | 0.4555 | 0.89096 | 1.4211 | 2.2008 | 3.2024 | 4.1787 | 0 | 0 | 74.5485 | 17.5356 | 9.4644 | 6.6217
LNG | 0 | 0.00066205 | 0.0023647 | 0.11227 | 0.68669 | 1.6771 | 3.1601 | 5.1373 | 6.5321 | 8.4271 | 0 | 0 | 67.0853 | 31.0472 | 11.8454 | 5.0738
Electric | 0 | 0 | 1.3443e-06 | 0.00026129 | 0.012523 | 0.11202 | 0.21861 | 0.31913 | 0.38706 | 0.41441 | 0 | 0 | 0 | 83.3226 | 11.0371 | 2.6471
Other | 0 | 0 | 7.4963e-07 | 2.0922e-05 | 0.00016095 | 0.00068227 | 0.0012629 | 0.0026603 | 0.0050955 | 0.0079266 | 0 | 0 | 0 | 41.689 | 14.577 | 11.536
Passenger car specific CO2 emissions (gCO2/km) | 212.6266 | 202.293 | 181.4986 | 164.4261 | 152.6134 | 144.1327 | 138.9087 | 134.3659 | 129.7477 | 125.9166 | 0 | 0 | -2.0512 | -1.3086 | -0.69922 | -0.64737
Source: PRIMES

## power generation
Bulgaria:Reference scenario(REF2015f) | [15 empty] | POWER GENERATION SECTOR (1,2)
| 2000 | 2005 | 2010 | 2015 | 2020 | 2025 | 2030 | 2035 | 2040 | 2045 | 2050 | '00-'10 | '10-'20 | '20-'30 | '30-'40 | '40-'50
Annual % Change
Electricity consumption (in GWh) | 36018.6047 | 36383.7209 | 37563.9535 | 37086.6476 | 38094.628 | 38304.9915 | 38921.5867 | 39180.618 | 39962.5231 | 40652.5534 | 44149.5753 | 0.42098 | 0.14038 | 0.21499 | 0.26428 | 1.0014
Final energy demand | 24248.8372 | 25710.4651 | 27101.1628 | 27699.7139 | 29136.6716 | 30210.5872 | 31069.1576 | 31705.6916 | 32760.7225 | 33962.1306 | 35599.477 | 1.1183 | 0.72684 | 0.64425 | 0.53155 | 0.83447
Industry (incl.electricity for process CCS) | 8583.7209 | 9834.8837 | 7818.6047 | 8445.5012 | 8630.742 | 9050.7813 | 9560.0886 | 9906.8495 | 10478.0709 | 10947.2348 | 11266.2838 | -0.92927 | 0.99314 | 1.0279 | 0.92109 | 0.72794
Households | 9855.814 | 9044.186 | 10556.9767 | 10701.6958 | 11082.9481 | 11477.6268 | 11416.3781 | 11614.1357 | 11835.5323 | 12148.3755 | 12939.0302 | 0.68962 | 0.48739 | 0.29685 | 0.36122 | 0.89541
Tertiary | 5289.5349 | 6331.3953 | 8326.7442 | 8232.1342 | 9048.9945 | 9253.8738 | 9597.4392 | 9621.8745 | 9810.4213 | 10135.5221 | 10589.9867 | 4.6419 | 0.83528 | 0.59016 | 0.21973 | 0.76757
Transport | 519.7674 | 500 | 398.8372 | 320.3826 | 373.9869 | 428.3053 | 495.2517 | 562.8318 | 636.698 | 730.9982 | 804.1763 | -2.6135 | -0.64126 | 2.8483 | 2.5441 | 2.3627
Energy branch | 5484.8837 | 5788.3721 | 5902.3256 | 5680.5472 | 5231.9051 | 4447.1081 | 4344.0246 | 4115.8817 | 3964.5545 | 3556.3035 | 5455.8169 | 0.7362 | -1.1985 | -1.8426 | -0.90991 | 3.2444
Own consumption & pumping | 4244.186 | 4234.8837 | 4740.6977 | 4790.4618 | 4291.1105 | 3596.3893 | 3491.6182 | 3312.0399 | 3124.1559 | 2771.1917 | 4457.9946 | 1.1125 | -0.99144 | -2.0407 | -1.1059 | 3.6193
Refineries & other uses | 1240.6977 | 1553.4884 | 1161.6279 | 890.0854 | 940.7946 | 850.7188 | 852.4064 | 803.8418 | 840.3986 | 785.1118 | 997.8223 | -0.65635 | -2.0865 | -0.98176 | -0.14177 | 1.7318
Transmission and distribution losses | 6288.3721 | 4882.5581 | 4479.0698 | 3706.3864 | 3726.0513 | 3647.2963 | 3508.4045 | 3359.0447 | 3237.2461 | 3134.1193 | 3094.2814 | -3.336 | -1.8238 | -0.60007 | -0.80116 | -0.45065
Electricity supply (in GWh) | 36018.6047 | 36383.7209 | 37563.9535 | 37086.6476 | 38094.628 | 38304.9915 | 38921.5867 | 39180.618 | 39962.5231 | 40652.5534 | 44149.5753 | 0.42098 | 0.14038 | 0.21499 | 0.26428 | 1.0014
Net imports | -4618.6047 | -7580.2326 | -8445.3488 | -11755.906 | -10694.4286 | -11633.3333 | -11565.3936 | -15171.331 | -13640.2729 | -12622.6359 | -12599.6202 | 6.2211 | 2.3892 | 0.78602 | 1.6638 | -0.79046
Nuclear power plants production | 18174.4186 | 18650 | 15246.5116 | 15661.8251 | 15326.3363 | 15326.3363 | 15326.3363 | 15326.3363 | 15326.3363 | 20147.8353 | 20147.8353 | -1.7413 | 0.052233 | 0 | 0 | 2.773
Generation from hydro, wind, solar, tidal etc. | 2672.093 | 4340.6977 | 5752.3256 | 6333.9159 | 6665.6579 | 11113.8115 | 13130.1005 | 13523.557 | 14691.2182 | 16203.8039 | 17314.4121 | 7.969 | 1.4846 | 7.0145 | 1.1298 | 1.6565
Thermal power plants production (incl. biomass/waste) | 19790.6977 | 20973.2558 | 25010.4651 | 26846.8126 | 26797.0625 | 23498.1771 | 22030.5435 | 25502.0557 | 23585.2415 | 16923.5501 | 19286.9481 | 2.3684 | 0.69237 | -1.9396 | 0.68424 | -1.9918
of which in CHP power plants | 3504.2742 | 2957.5386 | 4012.0531 | 5839.3448 | 6163.5161 | 4716.8763 | 4398.6812 | 4573.238 | 4896.6797 | 5176.8708 | 6136.8936 | 1.3624 | 4.3869 | -3.3172 | 1.0783 | 2.2833
Distributed Steam/Heat consumption (in GWh) | 13291.8605 | 13201.1628 | 14831.3953 | 11963.9748 | 12504.3933 | 13038.8416 | 13426.6448 | 12711.7215 | 12784.7499 | 12180.4967 | 12503.9254 | 1.102 | -1.6922 | 0.71415 | -0.48868 | -0.22186
Final energy demand | 10226.7442 | 10922.093 | 11156.9767 | 9779.2204 | 10107.4253 | 10837.3332 | 11195.1465 | 10689.2874 | 10699.7792 | 10630.5704 | 10628.1497 | 0.87439 | -0.98308 | 1.0273 | -0.45155 | -0.067147
Industry | 3165.1163 | 3896.5116 | 5598.8372 | 4435.8885 | 4676.3605 | 5096.9944 | 5387.0702 | 4767.5634 | 4625.6436 | 4513.9908 | 4487.037 | 5.8695 | -1.7843 | 1.4249 | -1.5123 | -0.30377
Households | 5904.6512 | 5090.6977 | 4120.9302 | 3828.6032 | 3863.6056 | 4224.1055 | 4490.1471 | 4664.9675 | 4801.5331 | 4858.422 | 4895.5375 | -3.5327 | -0.64271 | 1.5142 | 0.67275 | 0.19408
Tertiary | 1156.9767 | 1934.8837 | 1437.2093 | 1514.7287 | 1567.4592 | 1516.2333 | 1317.9292 | 1256.7565 | 1272.6025 | 1258.1576 | 1245.5752 | 2.1926 | 0.8713 | -1.719 | -0.34936 | -0.21444
Energy branch | 1029.0698 | 997.6744 | 2052.3256 | 963.1325 | 1256.1763 | 1108.1871 | 1228.9503 | 1122.0098 | 1270.868 | 843.6295 | 1263.1956 | 7.147 | -4.7905 | -0.21888 | 0.33596 | -0.060536
Transmission and distribution losses | 2036.0465 | 1281.3953 | 1622.093 | 1221.6219 | 1140.7917 | 1093.3212 | 1002.548 | 900.4243 | 814.1027 | 706.2969 | 612.5802 | -2.2473 | -3.4587 | -1.2835 | -2.0606 | -2.804
Distributed Steam/Heat supply (in GWh) | 13138.3721 | 13200 | 14887.2093 | 11964.3235 | 12504.9202 | 13039.3202 | 13427.1845 | 12712.2509 | 12785.2668 | 12180.5497 | 12504.7973 | 1.2575 | -1.7287 | 0.71413 | -0.48868 | -0.22157
CHP power plants production (A) | 9561.6279 | 9565.1163 | 11609.4156 | 10482.106 | 10967.1797 | 11381.9964 | 11718.9215 | 10939.5494 | 10936.0925 | 10288.3176 | 10575.6076 | 1.9595 | -0.56748 | 0.66518 | -0.68898 | -0.33462
District Heating units production | 3576.7442 | 3634.8837 | 3277.7937 | 1482.2175 | 1537.7404 | 1657.3238 | 1708.263 | 1772.7015 | 1849.1743 | 1892.2321 | 1929.1897 | -0.86903 | -7.2892 | 1.0572 | 0.79577 | 0.42451
Gross Electricity generation by fuel type (in GWh) | 40646 | 43972 | 46017 | 48842.5535 | 48789.0567 | 49938.3248 | 50486.9803 | 54351.949 | 53602.796 | 53275.1893 | 56749.1955 | 1.2488 | 0.58667 | 0.34268 | 0.60065 | 0.57203
Nuclear energy | 18178 | 18653 | 15249 | 15661.8251 | 15326.3363 | 15326.3363 | 15326.3363 | 15326.3363 | 15326.3363 | 20147.8353 | 20147.8353 | -1.7416 | 0.0506 | 0 | 0 | 2.773
Renewables | 2688 | 4359 | 5802 | 6388.3818 | 6829.591 | 11576.9635 | 13584.6844 | 14586.3432 | 16478.0138 | 18189.1499 | 19399.2071 | 7.9978 | 1.644 | 7.1187 | 1.9496 | 1.6454
Hydro | 2673 | 4337 | 5057 | 4061.1241 | 4330.9099 | 4234.8324 | 4218.2971 | 4219.9993 | 4222.6755 | 4222.7927 | 4226.99 | 6.5834 | -1.538 | -0.26311 | 0.010375 | 0.010213
Wind | 0 | 5 | 681 | 1144.1674 | 1182.6133 | 5050.3076 | 5588.843 | 5667.1099 | 5920.7565 | 7307.2793 | 7517.8061 | 0 | 5.6743 | 16.8014 | 0.57859 | 2.4168
Solar, tidal etc. | 0 | 0 | 15 | 1128.6244 | 1152.1347 | 1828.6714 | 3322.9604 | 3636.4479 | 4547.7862 | 4673.7319 | 5569.6161 | 0 | 54.3623 | 11.1737 | 3.1876 | 2.0475
Biomass & waste | 15 | 17 | 49 | 54.466 | 163.9331 | 463.152 | 454.5839 | 1062.7862 | 1786.7956 | 1985.346 | 2084.795 | 12.5668 | 12.8358 | 10.7375 | 14.669 | 1.5544
Geothermal heat | 0 | 0 | 0 | 0 | 0 | 0 | 0 | 0 | 0 | 0 | 0 | 0 | 0 | 0 | 0 | 0
Fossil fuels | 19780 | 20960 | 24966 | 26792.3467 | 26633.1294 | 23035.025 | 21575.9596 | 24439.2695 | 21798.4459 | 14938.2042 | 17202.1531 | 2.3558 | 0.6485 | -2.0837 | 0.10264 | -2.3402
Coal and lignite | 16941 | 18458 | 22606 | 23317.1611 | 22689.609 | 18563.2814 | 17456.0722 | 15855.7952 | 13555.1014 | 8180.0225 | 11972.1521 | 2.9268 | 0.036924 | -2.5881 | -2.4975 | -1.2341
Petroleum products | 661 | 606 | 393 | 440.3005 | 70.1531 | 63.3291 | 0 | 62.3679 | 0 | 0.11851 | 0.20688 | -5.0666 | -15.8284 | 0 | 0 | 0
Natural gas | 1912 | 1729 | 1967 | 3034.885 | 3873.3674 | 4408.4145 | 4119.8874 | 8521.1064 | 8243.3445 | 6758.0631 | 5229.7941 | 0.284 | 7.011 | 0.61892 | 7.182 | -4.4484
Coke & blast-furnace gasses | 266 | 167 | 0 | 0 | 0 | 0 | 0 | 0 | 0 | 0 | 0 | 0 | 0 | 0 | 0 | 0
Other fuels (hydrogen, methanol)(D) | 0 | 0 | 0 | 0 | 0 | 0 | 0 | 0 | 0 | 0 | 0 | 0 | 0 | 0 | 0 | 0
Gross Electricity generation by fuel type (in %) | 100 | 100 | 100 | 100 | 100 | 100 | 100 | 100 | 100 | 100 | 100
Nuclear energy | 44.7227 | 42.4202 | 33.1378 | 32.0659 | 31.4135 | 30.6905 | 30.357 | 28.1983 | 28.5924 | 37.8184 | 35.5033
Renewables | 6.6132 | 9.9131 | 12.6084 | 13.0795 | 13.9982 | 23.1825 | 26.9073 | 26.8368 | 30.741 | 34.1419 | 34.1841
Hydro | 6.5763 | 9.8631 | 10.9894 | 8.3147 | 8.8768 | 8.4801 | 8.3552 | 7.7642 | 7.8777 | 7.9264 | 7.4485
Wind | 0 | 0.011371 | 1.4799 | 2.3426 | 2.4239 | 10.1131 | 11.0699 | 10.4267 | 11.0456 | 13.7161 | 13.2474
Solar, tidal etc. | 0 | 0 | 0.032597 | 2.3107 | 2.3615 | 3.6619 | 6.5818 | 6.6906 | 8.4842 | 8.7728 | 9.8144
Biomass & waste | 0.036904 | 0.038661 | 0.10648 | 0.11151 | 0.336 | 0.92745 | 0.9004 | 1.9554 | 3.3334 | 3.7266 | 3.6737
Geothermal heat | 0 | 0 | 0 | 0 | 0 | 0 | 0 | 0 | 0 | 0 | 0
Fossil fuels | 48.6641 | 47.6667 | 54.2539 | 54.8545 | 54.5883 | 46.1269 | 42.7357 | 44.9648 | 40.6666 | 28.0397 | 30.3126
Coal and lignite | 41.6794 | 41.9767 | 49.1253 | 47.7394 | 46.5055 | 37.1724 | 34.5754 | 29.1725 | 25.288 | 15.3543 | 21.0966
Petroleum products | 1.6262 | 1.3781 | 0.85403 | 0.90147 | 0.14379 | 0.12681 | 0 | 0.11475 | 0 | 0.00022244 | 0.00036455
Natural gas | 4.704 | 3.932 | 4.2745 | 6.2136 | 7.939 | 8.8277 | 8.1603 | 15.6776 | 15.3786 | 12.6852 | 9.2156
Coke & blast-furnace gasses | 0.65443 | 0.37979 | 0 | 0 | 0 | 0 | 0 | 0 | 0 | 0 | 0
Other fuels (hydrogen, methanol)(D) | 0 | 0 | 0 | 0 | 0 | 0 | 0 | 0 | 0 | 0 | 0
Fuel input in thermal power plants (in ktoe) | 5985.7 | 6689.3 | 7552.5 | 6282.1247 | 5904.1214 | 5128.063 | 4788.6726 | 4964.0881 | 4532.8107 | 3126.885 | 3670.8923 | 2.3523 | -2.4322 | -2.0722 | -0.54761 | -2.087
Solids | 4928.2 | 5816.5 | 6610.4 | 5465.6757 | 5222.6349 | 4344.1024 | 4082.7046 | 3648.4128 | 3142.4533 | 1937.647 | 2689.2037 | 2.9802 | -2.3289 | -2.4324 | -2.5836 | -1.5455
Hard coal | 1003.8 | 1518.9 | 1501.4 | 1522.7739 | 649.4723 | 725.2852 | 463.8873 | 659.2846 | 32.6323 | 30.2488 | 27.7633 | 4.1082 | -8.0384 | -3.3092 | -23.3127 | -1.6029
Lignite and other solid fuels | 3924.4 | 4297.6 | 5109 | 3942.9018 | 4573.1626 | 3618.8172 | 3618.8172 | 2989.1281 | 3109.821 | 1907.3982 | 2661.4403 | 2.673 | -1.1019 | -2.3134 | -1.5044 | -1.5449
Oil | 170.7 | 173.9 | 218.8 | 109.8529 | 16.7968 | 16.5147 | 0 | 15.9645 | 0 | 0.020463 | 0.044099 | 2.5136 | -22.6397 | 0 | 0 | 0
Diesel oil | 3 | 0 | 39.4 | 2.8632 | 0 | 0 | 0 | 0 | 0 | 0 | 0 | 29.3712 | 0 | 0 | 0 | 0
Fuel oil and other liquid fuels | 167.7 | 173.9 | 179.4 | 106.9897 | 16.7968 | 16.5147 | 0 | 15.9645 | 0 | 0.020463 | 0.044099 | 0.67669 | -21.0885 | 0 | 0 | 0
Gas | 883.5 | 697.1 | 719.5 | 691.8826 | 626.5439 | 657.5762 | 604.5153 | 1086.0664 | 1058.5663 | 852.5314 | 631.7199 | -2.0324 | -1.3739 | -0.35728 | 5.7623 | -5.0313
Natural gas | 823.8 | 664.4 | 719.5 | 691.8826 | 626.5439 | 657.5762 | 604.5153 | 1086.0664 | 1058.5663 | 852.5314 | 631.7199 | -1.3446 | -1.3739 | -0.35728 | 5.7623 | -5.0313
Other gas fuels | 59.7 | 32.7 | 0 | 0 | 0 | 0 | 0 | 0 | 0 | 0 | 0 | 0 | 0 | 0 | 0 | 0
Biomass & waste | 3.3 | 1.8 | 3.8 | 14.7135 | 38.1458 | 109.8697 | 101.4527 | 213.6445 | 331.7912 | 336.6862 | 349.9246 | 1.4208 | 25.9408 | 10.2762 | 12.5797 | 0.53354
Geothermal heat | 0 | 0 | 0 | 0 | 0 | 0 | 0 | 0 | 0 | 0 | 0 | 0 | 0 | 0 | 0 | 0
Other fuels (hydrogen, methanol)(D) | 0 | 0 | 0 | 0 | 0 | 0 | 0 | 0 | 0 | 0 | 0 | 0 | 0 | 0 | 0 | 0
Fuel input in nuclear power plants (in ktoe) | 4699.4 | 4826 | 3956.1 | 3776.256 | 3776.256 | 3776.256 | 3776.256 | 3776.256 | 3776.256 | 4318.1053 | 4318.1053 | -1.707 | -0.46418 | 0 | 0 | 1.3499
Fuel input in district heating units (in ktoe) | 324 | 367.7 | 304 | 96.1497 | 99.3386 | 110.7269 | 123.5871 | 137.3082 | 145.7982 | 150.4352 | 142.5168 | -0.63513 | -10.5821 | 2.2082 | 1.6665 | -0.22738
Solids | 1.1 | 0 | 15.4 | 1.5205 | 4.5385 | 5.5804 | 3.4975 | 9.0299 | 9.0299 | 8.5583 | 8.0868 | 30.2005 | -11.5009 | -2.5717 | 9.9492 | -1.097
Oil | 42.1 | 30.6 | 14.1 | 0.79817 | 0 | 0 | 0 | 0.47612 | 0.71418 | 0.47612 | 0.23806 | -10.3617 | 0 | 0 | 0 | -10.4042
Gas | 280.8 | 333.8 | 272.4 | 92.7176 | 93.3327 | 93.0893 | 77.4814 | 64.1213 | 61.5847 | 59.0627 | 29.5313 | -0.30325 | -10.1573 | -1.8441 | -2.2701 | -7.086
Biomass & waste | 0 | 3.3 | 2.1 | 1.1135 | 1.4674 | 12.0573 | 42.6082 | 63.6808 | 74.4694 | 82.3381 | 95.3937 | 0 | -3.5211 | 40.0538 | 5.7422 | 2.5072
Electricity, Geothermal, Solar | 0 | 0 | 0 | 0 | 0 | 0 | 0 | 0 | 0 | 0 | 9.2669 | 0 | 0 | 0 | 0 | 0
Other fuels (hydrogen, methanol) | 0 | 0 | 0 | 0 | 0 | 0 | 0 | 0 | 0 | 0 | 0 | 0 | 0 | 0 | 0 | 0
CO2 EMISSIONS (in kt CO2) | 24553.1777 | 27857.0869 | 31208.5418 | 25138.3236 | 23772.9684 | 20121.1202 | 18841.0982 | 18137.3521 | 15967.7541 | 10375.8466 | 4139.7813 | 2.4275 | -2.6847 | -2.2983 | -1.6411 | -12.6278
Thermal power plants | 23752.7561 | 26974.1788 | 30450.4597 | 24911.7182 | 23535.0935 | 19879.5333 | 18644.7338 | 17948.0807 | 15783.6701 | 10200.3955 | 4036.4012 | 2.5151 | -2.5432 | -2.3024 | -1.6521 | -12.7473
District heating units | 800.4216 | 882.9081 | 758.0821 | 226.6055 | 237.8749 | 241.5869 | 196.3644 | 189.2713 | 184.084 | 175.4511 | 103.3801 | -0.542 | -10.944 | -1.8995 | -0.64372 | -5.6065
(1) Information on installed power generation capacities and selected indicators for electricity production can be found in the second page of this report: "Summary energy balances and indicators (B)" (sheet "indicator")
(2) Due to statistical differences present in Eurostat data, the individual items shown for electricity consumption and supply in 2000 and 2005 do not always add up to the totals shown. In any case, the modelling, being calibrated to the individual supply and consumption items for 2000 and 2005, ensures consistency of consumption and supply numbers for the projection years.
Source: PRIMES

## pg-detail
Bulgaria:Reference scenario(REF2015f) | [15 empty] | POWER GENERATION SECTOR - DETAILS
| 2000 | 2005 | 2010 | 2015 | 2020 | 2025 | 2030 | 2035 | 2040 | 2045 | 2050 | '00-'10 | '10-'20 | '20-'30 | '30-'40 | '40-'50
Annual % Change
Net Installed Power Capacity (in MWe) | 10471.0219 | 10634.8925 | 9943.1953 | 11967.7843 | 11812.2477 | 12478.7859 | 13488.3568 | 13114.3359 | 13110.3476 | 14068.7395 | 15293.1114 | -0.5159 | 1.7374 | 1.3357 | -0.28385 | 1.5519
Nuclear energy | 3609.6 | 2764.8 | 1920 | 1920 | 1920 | 1920 | 1920 | 1920 | 1920 | 2400 | 2400 | -6.1176 | 0 | 0 | 0 | 2.2565
Renewable energy | 1016 | 1992 | 2697 | 4080.68 | 4110.2547 | 5832.3918 | 7031.9337 | 7270.829 | 7923.2409 | 8346.0302 | 9019.1413 | 10.2551 | 4.3035 | 5.5166 | 1.2005 | 1.3039
Hydro (pumping excluded) | 1016 | 1984 | 2184 | 2338 | 2338 | 2338 | 2338 | 2338 | 2338 | 2338 | 2338 | 7.9533 | 0.6837 | 0 | 0 | 0
Lakes | 823.7474 | 1707.9948 | 1905.8622 | 2045.0871 | 2045.0871 | 2045.0871 | 2045.0871 | 2045.0871 | 2045.0871 | 2045.0871 | 2045.0871 | 8.7501 | 0.70755 | 0 | 0 | 0
Run of river | 192.2526 | 276.0052 | 278.1378 | 292.9129 | 292.9129 | 292.9129 | 292.9129 | 292.9129 | 292.9129 | 292.9129 | 292.9129 | 3.7621 | 0.51893 | 0 | 0 | 0
Wind power | 0 | 8 | 488 | 690.5 | 703.4986 | 1953.7317 | 2121.9802 | 2146.1073 | 2197.4848 | 2534.6979 | 2598.905 | 0 | 3.7252 | 11.6729 | 0.35025 | 1.6919
Wind on-shore | 0 | 8 | 488 | 690.5 | 703.4986 | 1953.7317 | 2121.9802 | 2146.1073 | 2197.4848 | 2534.6979 | 2598.905 | 0 | 3.7252 | 11.6729 | 0.35025 | 1.6919
Wind off-shore | 0 | 0 | 0 | 0 | 0 | 0 | 0 | 0 | 0 | 0 | 0 | 0 | 0 | 0 | 0 | 0
Solar | 0 | 0 | 25 | 1052.18 | 1068.7562 | 1540.6601 | 2571.9536 | 2786.7218 | 3387.7562 | 3473.3323 | 4082.2363 | 0 | 45.5774 | 9.1788 | 2.7933 | 1.8823
Other renewables (tidal etc.) | 0 | 0 | 0 | 0 | 0 | 0 | 0 | 0 | 0 | 0 | 0 | 0 | 0 | 0 | 0 | 0
Thermal power | 5845.422 | 5878.0924 | 5326.1953 | 5967.1043 | 5781.9929 | 4726.3941 | 4536.4231 | 3923.5069 | 3267.1067 | 3322.7093 | 3873.9701 | -0.9259 | 0.82449 | -2.3969 | -3.2291 | 1.7183
Solids fired | 5099.5 | 5099.5 | 4703 | 5312.7 | 4819.0249 | 3501.3449 | 3390.9449 | 2378.6649 | 1799.0649 | 1589.7649 | 2179.3649 | -0.80615 | 0.24401 | -3.4536 | -6.1417 | 1.9362
Oil fired | 56.81 | 41.61 | 13.11 | 13.11 | 1.71 | 1.71 | 1.71 | 0 | 0 | 0 | 0 | -13.639 | -18.4283 | 0 | 0 | 0
Gas fired | 689.1119 | 736.9824 | 606.992 | 625.992 | 910.2471 | 1129.0195 | 1042.5695 | 1432.628 | 1270.7901 | 1516.8928 | 1477.5857 | -1.2609 | 4.1352 | 1.3665 | 1.9992 | 1.5191
Natural gas | 676.8664 | 724.7369 | 606.992 | 625.992 | 910.2471 | 1129.0195 | 1042.5695 | 1432.628 | 1270.7901 | 1516.8928 | 1477.5857 | -1.0837 | 4.1352 | 1.3665 | 1.9992 | 1.5191
Derived gasses | 12.2455 | 12.2455 | 0 | 0 | 0 | 0 | 0 | 0 | 0 | 0 | 0 | 0 | 0 | 0 | 0 | 0
Biomass-waste fired | 0 | 0 | 3.0933 | 15.3023 | 51.011 | 94.3197 | 101.1987 | 112.214 | 197.2518 | 216.0516 | 217.0194 | 0 | 32.3499 | 7.0905 | 6.9017 | 0.95963
Hydrogen plants | 0 | 0 | 0 | 0 | 0 | 0 | 0 | 0 | 0 | 0 | 0 | 0 | 0 | 0 | 0 | 0
Geothermal heat | 0 | 0 | 0 | 0 | 0 | 0 | 0 | 0 | 0 | 0 | 0 | 0 | 0 | 0 | 0 | 0
Net Power Capacity Investment (1) (in MWe - for five years period) |  | 1023.8705 | 815.6884 | 2207.089 | 3802.6334 | 2745.2682 | 1206.421 | 1296.6331 | 2465.8312 | 3721.4975 | 2243.2138 | 0 | 16.6423 | -10.8459 | 7.4104 | -0.94173
Nuclear energy |  | 0 | 0 | 0 | 1920 | 0 | 0 | 0 | 0 | 2400 | 0 | 0 | 0 | 0 | 0 | 0
Renewable energy |  | 976 | 705 | 1537.68 | 29.5747 | 1722.1371 | 1199.5419 | 271.8953 | 2167.5919 | 1043.7855 | 1219.4637 | 0 | -27.1762 | 44.8136 | 6.0953 | -5.5898
Hydro (pumping excluded) |  | 968 | 200 | 308 | 0 | 0 | 0 | 0 | 0 | 0 | 0 | 0 | 0 | 0 | 0 | 0
Lakes |  | 884.2474 | 197.8675 | 278.4497 | 0 | 0 | 0 | 0 | 0 | 0 | 0 | 0 | 0 | 0 | 0 | 0
Run of river |  | 83.7526 | 2.1325 | 29.5503 | 0 | 0 | 0 | 0 | 0 | 0 | 0 | 0 | 0 | 0 | 0 | 0
Wind power |  | 8 | 480 | 202.5 | 12.9986 | 1250.2331 | 168.2485 | 32.1271 | 539.3775 | 941.6331 | 113.6557 | 0 | -30.2948 | 29.183 | 12.3555 | -14.4205
Wind on-shore |  | 8 | 480 | 202.5 | 12.9986 | 1250.2331 | 168.2485 | 32.1271 | 539.3775 | 941.6331 | 113.6557 | 0 | -30.2948 | 29.183 | 12.3555 | -14.4205
Wind off-shore |  | 0 | 0 | 0 | 0 | 0 | 0 | 0 | 0 | 0 | 0 | 0 | 0 | 0 | 0 | 0
Solar |  | 0 | 25 | 1027.18 | 16.5762 | 471.904 | 1031.2934 | 239.7682 | 1628.2144 | 102.1523 | 1105.8079 | 0 | -4.0258 | 51.1436 | 4.6726 | -3.7952
Other renewables (tidal etc.) |  | 0 | 0 | 0 | 0 | 0 | 0 | 0 | 0 | 0 | 0 | 0 | 0 | 0 | 0 | 0
Thermal power |  | 47.8705 | 110.6884 | 669.409 | 1853.0586 | 1023.1311 | 6.879 | 1024.7377 | 298.2393 | 277.7121 | 1023.7502 | 0 | 32.5497 | -42.8569 | 45.782 | 13.1261
Solids fired |  | 0 | 63.84 | 609.7 | 1332.4549 | 579.6 | 0 | 400.4 | 195.65 | 0 | 990 | 0 | 35.5052 | 0 | 0 | 17.6022
Oil fired |  | 0 | 0 | 0 | 0 | 0 | 0 | 0 | 0 | 0 | 0 | 0 | 0 | 0 | 0 | 0
Gas fired |  | 47.8705 | 43.755 | 47.5 | 484.8951 | 400.2224 | 0 | 613.3225 | 17.5515 | 250.7387 | 9.3405 | 0 | 27.1926 | 0 | 0 | -6.113
Natural gas |  | 47.8705 | 43.755 | 47.5 | 484.8951 | 400.2224 | 0 | 613.3225 | 17.5515 | 250.7387 | 9.3405 | 0 | 27.1926 | 0 | 0 | -6.113
Derived gasses |  | 0 | 0 | 0 | 0 | 0 | 0 | 0 | 0 | 0 | 0 | 0 | 0 | 0 | 0 | 0
Biomass-waste fired |  | 0 | 3.0933 | 12.209 | 35.7087 | 43.3087 | 6.879 | 11.0153 | 85.0378 | 26.9734 | 24.4097 | 0 | 27.7129 | -15.1845 | 28.5904 | -11.7337
Hydrogen plants |  | 0 | 0 | 0 | 0 | 0 | 0 | 0 | 0 | 0 | 0 | 0 | 0 | 0 | 0 | 0
Geothermal heat |  | 0 | 0 | 0 | 0 | 0 | 0 | 0 | 0 | 0 | 0 | 0 | 0 | 0 | 0 | 0
Gross Electricity generation by plant type (in GWh)(D) | 40646 | 43972 | 46017 | 48842.5535 | 48789.0567 | 49938.3248 | 50486.9803 | 54351.949 | 53602.796 | 53275.1893 | 56749.1955 | 1.2488 | 0.58667 | 0.34268 | 0.60065 | 0.57203
Nuclear energy | 18178 | 18653 | 15249 | 15661.8251 | 15326.3363 | 15326.3363 | 15326.3363 | 15326.3363 | 15326.3363 | 20147.8353 | 20147.8353 | -1.7416 | 0.0506 | 0 | 0 | 2.773
Renewable energy | 2673 | 4342 | 5753 | 6333.9159 | 6665.6579 | 11113.8115 | 13130.1005 | 13523.557 | 14691.2182 | 16203.8039 | 17314.4121 | 7.9666 | 1.4834 | 7.0145 | 1.1298 | 1.6565
Hydro (pumping excluded) | 2673 | 4337 | 5057 | 4061.1241 | 4330.9099 | 4234.8324 | 4218.2971 | 4219.9993 | 4222.6755 | 4222.7927 | 4226.99 | 6.5834 | -1.538 | -0.26311 | 0.010375 | 0.010213
Lakes | 2590.5424 | 4203.2108 | 4901 | 3944.4537 | 4215.4873 | 4118.2512 | 4099.7674 | 4103.4878 | 4108.2364 | 4106.8283 | 4109.0309 | 6.5834 | -1.4954 | -0.27796 | 0.020638 | 0.0019336
Run of river | 82.4576 | 133.7892 | 156 | 116.6703 | 115.4226 | 116.5812 | 118.5297 | 116.5114 | 114.4391 | 115.9644 | 117.9591 | 6.5834 | -2.9676 | 0.26598 | -0.35059 | 0.30341
Wind power | 0 | 5 | 681 | 1144.1674 | 1182.6133 | 5050.3076 | 5588.843 | 5667.1099 | 5920.7565 | 7307.2793 | 7517.8061 | 0 | 5.6743 | 16.8014 | 0.57859 | 2.4168
Wind on-shore | 0 | 5 | 681 | 1144.1674 | 1182.6133 | 5050.3076 | 5588.843 | 5667.1099 | 5920.7565 | 7307.2793 | 7517.8061 | 0 | 5.6743 | 16.8014 | 0.57859 | 2.4168
Wind off-shore | 0 | 0 | 0 | 0 | 0 | 0 | 0 | 0 | 0 | 0 | 0 | 0 | 0 | 0 | 0 | 0
Solar | 0 | 0 | 15 | 1128.6244 | 1152.1347 | 1828.6714 | 3322.9604 | 3636.4479 | 4547.7862 | 4673.7319 | 5569.6161 | 0 | 54.3623 | 11.1737 | 3.1876 | 2.0475
Other renewables (tidal etc.) | 0 | 0 | 0 | 0 | 0 | 0 | 0 | 0 | 0 | 0 | 0 | 0 | 0 | 0 | 0 | 0
Thermal power | 19795 | 20977 | 25015 | 26846.8126 | 26797.0625 | 23498.1771 | 22030.5435 | 25502.0557 | 23585.2415 | 16923.5501 | 19286.9481 | 2.3681 | 0.69054 | -1.9396 | 0.68424 | -1.9918
Solids fired | 16977.0597 | 18497.9651 | 22652.8106 | 23583.5239 | 22759.762 | 18626.6105 | 17456.0722 | 16202.4897 | 13689.7575 | 8201.0531 | 11972.1521 | 2.9262 | 0.047113 | -2.6182 | -2.4011 | -1.3317
Oil fired | 1155.0931 | 1158.9363 | 956.6606 | 70.2903 | 0 | 0 | 0 | 0 | 0 | 0 | 0 | -1.8672 | 0 | 0 | 0 | 0
Gas fired | 1647.8208 | 1303.0576 | 1356.4522 | 3138.5325 | 3873.3674 | 4408.4145 | 4119.8874 | 8664.984 | 8631.1398 | 7442.7979 | 5931.9972 | -1.927 | 11.0627 | 0.61892 | 7.6758 | -3.6807
Natural gas | 1381.8208 | 1136.0576 | 1356.4522 | 3138.5325 | 3873.3674 | 4408.4145 | 4119.8874 | 8664.984 | 8631.1398 | 7442.7979 | 5931.9972 | -0.18512 | 11.0627 | 0.61892 | 7.6758 | -3.6807
Derived gasses | 266 | 167 | 0 | 0 | 0 | 0 | 0 | 0 | 0 | 0 | 0 | 0 | 0 | 0 | 0 | 0
Biomass-waste fired | 15.0264 | 17.0409 | 49.0766 | 54.466 | 163.9331 | 463.152 | 454.5839 | 634.5821 | 1264.3442 | 1279.6992 | 1382.7988 | 12.5646 | 12.8182 | 10.7375 | 10.7708 | 0.89958
Hydrogen plants | 0 | 0 | 0 | 0 | 0 | 0 | 0 | 0 | 0 | 0 | 0 | 0 | 0 | 0 | 0 | 0
Geothermal heat | 0 | 0 | 0 | 0 | 0 | 0 | 0 | 0 | 0 | 0 | 0 | 0 | 0 | 0 | 0 | 0
Net Electricity generation by plant type (in GWh)(D) | 36616.6452 | 39891.3235 | 41588.4795 | 44359.0572 | 44820.9486 | 46675.533 | 47338.1993 | 51389.0012 | 50839.2158 | 50876.322 | 52681.9077 | 1.2813 | 0.75133 | 0.54791 | 0.71606 | 0.35668
Nuclear energy | 16789 | 17343 | 14236 | 14636.6512 | 14636.6512 | 14636.6512 | 14636.6512 | 14636.6512 | 14636.6512 | 19080 | 19080 | -1.636 | 0.27793 | 0 | 0 | 2.6866
Renewable energy | 2570.6452 | 4305.3235 | 5701.4795 | 6317.5547 | 6648.1722 | 11097.2249 | 13112.9915 | 13506.4744 | 14673.8623 | 16187.6537 | 17297.1484 | 8.2915 | 1.548 | 7.0286 | 1.131 | 1.6583
Hydro (pumping excluded) | 2570.6452 | 4300.3235 | 5005.4795 | 4044.7629 | 4313.4243 | 4218.2459 | 4201.1881 | 4202.9166 | 4205.3196 | 4206.6425 | 4209.7263 | 6.8908 | -1.477 | -0.2633 | 0.0098297 | 0.010474
Lakes | 2491.3451 | 4167.6657 | 4851.0688 | 3928.7421 | 4198.6441 | 4102.3137 | 4083.3182 | 4087.0537 | 4091.5176 | 4091.3236 | 4092.4238 | 6.8908 | -1.434 | -0.27813 | 0.020062 | 0.0022147
Run of river | 79.3001 | 132.6578 | 154.4107 | 116.0209 | 114.7801 | 115.9322 | 117.8699 | 115.8629 | 113.802 | 115.3189 | 117.3025 | 6.8908 | -2.9224 | 0.26598 | -0.35059 | 0.30341
Wind power | 0 | 5 | 681 | 1144.1674 | 1182.6133 | 5050.3076 | 5588.843 | 5667.1099 | 5920.7565 | 7307.2793 | 7517.8061 | 0 | 5.6743 | 16.8014 | 0.57859 | 2.4168
Wind on-shore | 0 | 5 | 681 | 1144.1674 | 1182.6133 | 5050.3076 | 5588.843 | 5667.1099 | 5920.7565 | 7307.2793 | 7517.8061 | 0 | 5.6743 | 16.8014 | 0.57859 | 2.4168
Wind off-shore | 0 | 0 | 0 | 0 | 0 | 0 | 0 | 0 | 0 | 0 | 0 | 0 | 0 | 0 | 0 | 0
Solar | 0 | 0 | 15 | 1128.6244 | 1152.1347 | 1828.6714 | 3322.9604 | 3636.4479 | 4547.7862 | 4673.7319 | 5569.6161 | 0 | 54.3623 | 11.1737 | 3.1876 | 2.0475
Other renewables (tidal etc.) | 0 | 0 | 0 | 0 | 0 | 0 | 0 | 0 | 0 | 0 | 0 | 0 | 0 | 0 | 0 | 0
Thermal power | 17257 | 18243 | 21651 | 23404.8513 | 23536.1252 | 20941.6569 | 19588.5567 | 23245.8756 | 21528.7023 | 15608.6684 | 16304.7593 | 2.2943 | 0.83834 | -1.8192 | 0.94889 | -2.741
Solids fired | 14685.9128 | 15975.1302 | 19426.2342 | 20260.0357 | 19609.9633 | 16183.3795 | 15117.0097 | 14159.0174 | 11910.278 | 7156.6797 | 9246.096 | 2.8369 | 0.094178 | -2.5686 | -2.356 | -2.5002
Oil fired | 1109.2182 | 1109.7662 | 932.8025 | 66.405 | 0 | 0 | 0 | 0 | 0 | 0 | 0 | -1.7173 | 0 | 0 | 0 | 0
Gas fired | 1448.5639 | 1143.7386 | 1248.3792 | 3027.7337 | 3770.6003 | 4318.2251 | 4038.8231 | 8493.1328 | 8462.896 | 7291.7044 | 5805.5722 | -1.4763 | 11.688 | 0.68956 | 7.6779 | -3.6986
Natural gas | 1210.7563 | 995.1739 | 1248.3792 | 3027.7337 | 3770.6003 | 4318.2251 | 4038.8231 | 8493.1328 | 8462.896 | 7291.7044 | 5805.5722 | 0.30648 | 11.688 | 0.68956 | 7.6779 | -3.6986
Derived gasses | 237.8076 | 148.5647 | 0 | 0 | 0 | 0 | 0 | 0 | 0 | 0 | 0 | 0 | 0 | 0 | 0 | 0
Biomass-waste fired | 13.3052 | 14.3651 | 43.5842 | 50.6769 | 155.5616 | 440.0523 | 432.7239 | 593.7254 | 1155.5284 | 1160.2842 | 1253.0912 | 12.598 | 13.5684 | 10.7722 | 10.3207 | 0.81385
Hydrogen plants | 0 | 0 | 0 | 0 | 0 | 0 | 0 | 0 | 0 | 0 | 0 | 0 | 0 | 0 | 0 | 0
Geothermal heat | 0 | 0 | 0 | 0 | 0 | 0 | 0 | 0 | 0 | 0 | 0 | 0 | 0 | 0 | 0 | 0
Net Steam Generation Capacity (2)
Installed capacity of CHP plants
Electric capacity (in MWe) | 1129.2926 | 1191 | 1017 | 1813.8342 | 1704.0494 | 1653.2814 | 1517.5582 | 1143.127 | 1015.5094 | 1140.2117 | 1146.4943 | -1.0419 | 5.297 | -1.1524 | -3.9375 | 1.2206
Steam capacity (in MWth) | 3544.2901 | 3471.3729 | 3921 | 4657.1142 | 4305.9936 | 4355.3854 | 3837.3194 | 2455.8846 | 2103.3802 | 2185.8882 | 1765.4059 | 1.0152 | 0.94101 | -1.1457 | -5.8351 | -1.7364
Installed capacity of boilers (in MWth) | 2239.8287 | 2276.1459 | 2194.5956 | 2273.5746 | 2043.3861 | 1685.2089 | 1535.0537 | 1312.5601 | 1315.8781 | 1253.5305 | 1056.0174 | -0.20381 | -0.71135 | -2.8199 | -1.5288 | -2.176
District heating (in MWth) | 596.124 | 618.9847 | 571.1105 | 750.1258 | 563.9803 | 414.3486 | 381.4688 | 343.2581 | 440.0163 | 378.4486 | 377.4579 | -0.42774 | -0.12556 | -3.8345 | 1.4381 | -1.5218
Industrial and refinery boilers (in MWth) | 1643.7047 | 1657.1612 | 1623.485 | 1523.4488 | 1479.4058 | 1270.8603 | 1153.5849 | 969.302 | 875.8619 | 875.0819 | 678.5594 | -0.1237 | -0.92504 | -2.457 | -2.7166 | -2.5201
Total steam generation capacity (in MWth) | 5784.1189 | 5747.5188 | 6115.5956 | 6930.6888 | 6349.3797 | 6040.5943 | 5372.3731 | 3768.4447 | 3419.2584 | 3439.4186 | 2821.4233 | 0.55882 | 0.37585 | -1.657 | -4.4179 | -1.9035
Net Steam Generation Investment (1,2) (in MWe - for five years period)
Capacity Expansion for CHP plants
Electric capacity (in MWe) |  | 47.8705 | 90.1351 | 37.5423 | 868.5695 | 472.1522 | 6.879 | 359.6442 | 222.1529 | 255.2672 | 425.6614 | 0 | 25.427 | -38.3586 | 41.5509 | 6.7189
Steam capacity (in MWth) |  | 139.5267 | 347.5118 | 38.3836 | 1592.2009 | 1029.7406 | 15.2867 | 708.2728 | 385.8804 | 364.6063 | 448.7228 | 0 | 16.4402 | -37.1607 | 38.1064 | 1.5202
Investment for boilers (in MWth) |  | 484.2829 | 373.6789 | 451.1532 | 281.811 | 153.8223 | 361.8443 | 330.2934 | 323.5884 | 116.2858 | 204.7944 | 0 | -2.7822 | 2.5313 | -1.1112 | -4.4716
District heating (in MWth) |  | 342.1975 | 297.7561 | 1.8317 | 1.157 | 37.6708 | 154.4228 | 150.2487 | 116.1464 | 33.4818 | 94.0588 | 0 | -42.5955 | 63.1319 | -2.8082 | -2.0872
Industrial and refinery boilers (in MWth) |  | 142.0854 | 75.9228 | 449.3215 | 280.654 | 116.1515 | 207.4216 | 180.0446 | 207.4419 | 82.804 | 110.7356 | 0 | 13.9672 | -2.9784 | 0.00098144 | -6.0841
Total steam generation investment (in MWth) |  | 623.8097 | 721.1907 | 489.5367 | 1874.0119 | 1183.5629 | 377.131 | 1038.5662 | 709.4688 | 480.8921 | 653.5171 | 0 | 10.0201 | -14.8133 | 6.5232 | -0.81811
Net electric efficiencies of thermal power plants (3)
Solid fuel plants | 0.30419 | 0.30419 | 0.30537 | 0.30758 | 0.31104 | 0.31533 | 0.31488 | 0.3346 | 0.33959 | 0.33748 | 0.3253 | 0.038875 | 0.18417 | 0.12252 | 0.75848 | -0.42918
Simple cycle gas and oil plants | 0.33987 | 0.34665 | 0.34687 | 0.33808 | 0.3535 | 0.36212 | 0.36478 | 0.44242 | 0.48844 | 0.49235 | 0.52475 | 0.20393 | 0.18949 | 0.31465 | 2.9623 | 0.71965
Gas turbine combined cycle gas plants | 0.595 | 0.595 | 0.595 | 0.595 | 0.595 | 0.59835 | 0.59835 | 0.60615 | 0.60615 | 0.60968 | 0.60968 | 0 | -2.2204e-14 | 0.056121 | 0.12963 | 0.058095
Biomass & Waste plants | 0.26939 | 0.26939 | 0.26939 | 0.26939 | 0.3249 | 0.3453 | 0.34652 | 0.34875 | 0.3802 | 0.38691 | 0.39376 | 0 | 1.8911 | 0.64633 | 0.93199 | 0.351
(1) Including new power plants, premature replacement and retrofitting
(2) Electric capacity of CHP plants is also included in power capacity. Boilers capacity also includes industrial and refinery boilers capacity besides district heating
(3) Net electric efficiencies are averages for electricity only plants.
Source: PRIMES

## pg-costs
Bulgaria:Reference scenario(REF2015f) | [15 empty] | ELECTRICITY AND STEAM GENERATION COSTS
| 2000 | 2005 | 2010 | 2015 | 2020 | 2025 | 2030 | 2035 | 2040 | 2045 | 2050 | '00-'10 | '10-'20 | '20-'30 | '30-'40 | '40-'50
Annual % Change
Total Cost of Electricity and Steam supply (1) (MEuro'13) | 2870.4784 | 3157.7436 | 3374.6798 | 3564.7087 | 3732.4588 | 4200.391 | 4557.0486 | 4694.2006 | 4841.1194 | 5250.7902 | 5727.9882 | 1.6314 | 1.0128 | 2.0161 | 0.60654 | 1.6964
Annual capital costs | 957.2094 | 1109.3967 | 989.7726 | 1338.9418 | 1365.2785 | 1697.2522 | 1719.996 | 1584.7559 | 1603.5045 | 2047.297 | 2219.6594 | 0.33509 | 3.2687 | 2.3365 | -0.69885 | 3.3051
Fixed operating costs | 544.7647 | 611.5733 | 673.3784 | 991.3535 | 799.1163 | 708.1026 | 791.4785 | 810.014 | 815.2131 | 782.1435 | 924.0852 | 2.1422 | 1.7267 | -0.095992 | 0.2959 | 1.2614
Variable operating costs | 65.0948 | 67.8479 | 73.1054 | 80.6028 | 81.7455 | 74.4989 | 71.7879 | 77.9874 | 75.0009 | 197.7909 | 688.5585 | 1.1673 | 1.1233 | -1.2906 | 0.43881 | 24.8209
Fuel costs | 908.1597 | 1023.4984 | 1262.3262 | 1047.9715 | 1014.34 | 1052.9269 | 1038.8088 | 1355.6194 | 1297.7578 | 1136.3902 | 1080.7552 | 3.3477 | -2.1634 | 0.23865 | 2.2506 | -1.8131
Taxes and subsidies | 26.9418 | 31.9288 | 33.2714 | 116.9715 | 366.0791 | 475.3237 | 653.0794 | 785.9594 | 816.0296 | 735.1821 | 386.1915 | 2.1326 | 27.1014 | 5.9593 | 2.2525 | -7.2082
Other Costs (Transmission & distribution, net imports, etc.) | 368.308 | 313.4985 | 342.8259 | -11.1324 | 105.8993 | 192.2866 | 281.898 | 79.8645 | 233.6134 | 351.9864 | 428.7384 | -0.7144 | -11.0836 | 10.2859 | -1.8612 | 6.2599
Expenditures for Power Generation (incl. total CHP cost) | 2151.0034 | 2432.6977 | 2647.5505 | 3304.5855 | 3347.3852 | 3722.1264 | 3959.5242 | 4290.7683 | 4286.1189 | 4570.7688 | 4969.8494 | 2.0987 | 2.3732 | 1.6936 | 0.79573 | 1.4911
Annual capital costs | 925.8849 | 1032.2673 | 911.9636 | 1300.6451 | 1328.0524 | 1677.0357 | 1690.263 | 1545.0448 | 1561.8116 | 2006.0683 | 2155.8961 | -0.15138 | 3.8302 | 2.441 | -0.78726 | 3.2761
Fixed operating costs | 535.8342 | 599.3143 | 657.3901 | 985.0628 | 791.6843 | 700.7096 | 784.5662 | 805.2039 | 809.3889 | 774.6311 | 918.9626 | 2.0656 | 1.8762 | -0.090277 | 0.31197 | 1.2778
Variable operating costs | 52.4321 | 54.907 | 65.499 | 76.7215 | 77.5259 | 69.8891 | 66.8821 | 72.8863 | 69.5897 | 192.2285 | 682.996 | 2.2501 | 1.7001 | -1.466 | 0.39764 | 25.6572
Fuel costs | 623.9899 | 730.2542 | 983.4225 | 833.0688 | 790.0971 | 813.6406 | 780.3758 | 1098.3027 | 1047.2695 | 885.0472 | 847.6617 | 4.6541 | -2.165 | -0.12373 | 2.9854 | -2.0924
Taxes and subsidies | 12.8623 | 15.955 | 29.2752 | 109.0873 | 360.0256 | 460.8513 | 637.4372 | 769.3306 | 798.0593 | 712.7936 | 364.333 | 8.572 | 28.5237 | 5.8791 | 2.2727 | -7.5416
of which for Electricity only power plants Generation | 1886.3187 | 2176.7141 | 2234.2956 | 1930.9034 | 2309.8623 | 2822.1627 | 3046.5123 | 3412.6753 | 3505.3458 | 3666.3611 | 3273.0767 | 1.7074 | 0.33317 | 2.8068 | 1.4128 | -0.68324
Annual capital costs | 920.6887 | 1021.5371 | 887.3906 | 1038.7005 | 1186.9282 | 1532.4122 | 1575.4427 | 1460.8904 | 1495.5403 | 1916.479 | 1820.3888 | -0.36769 | 2.9511 | 2.8721 | -0.51914 | 1.9851
Fixed operating costs | 517.7214 | 578.0314 | 630.7644 | 556.0921 | 511.3164 | 544.5399 | 621.8824 | 711.8761 | 743.0055 | 717.7903 | 810.6076 | 1.9946 | -2.0776 | 1.9769 | 1.7955 | 0.87461
Variable operating costs | 42.6948 | 46.3009 | 59.2924 | 55.6761 | 55.348 | 53.1591 | 51.1729 | 56.0064 | 50.6065 | 172.9407 | 182.3244 | 3.3385 | -0.68603 | -0.78124 | -0.11124 | 13.6747
Fuel costs | 395.1642 | 518.4323 | 631.6678 | 261.7958 | 434.1927 | 505.2123 | 520.4835 | 799.6339 | 764.1178 | 518.5421 | 374.579 | 4.8024 | -3.6794 | 1.8292 | 3.9143 | -6.881
Taxes and subsidies | 10.0495 | 12.4123 | 25.1806 | 18.639 | 122.0769 | 186.8393 | 277.5307 | 384.2685 | 452.0758 | 340.6091 | 85.177 | 9.6206 | 17.1 | 8.5595 | 5.0002 | -15.3726
of which for CHP Generation | 264.6848 | 255.9837 | 413.2549 | 1373.6821 | 1037.5229 | 899.9636 | 913.0119 | 878.093 | 780.7731 | 904.4077 | 1696.7727 | 4.556 | 9.6423 | -1.2703 | -1.5525 | 8.0712
Annual capital costs | 5.1962 | 10.7302 | 24.573 | 261.9447 | 141.1241 | 144.6235 | 114.8202 | 84.1544 | 66.2713 | 89.5893 | 335.5073 | 16.8092 | 19.1007 | -2.0416 | -5.3478 | 17.6082
Fixed operating costs | 18.1127 | 21.2829 | 26.6258 | 428.9706 | 280.368 | 156.1697 | 162.6838 | 93.3278 | 66.3834 | 56.8408 | 108.355 | 3.9278 | 26.5443 | -5.2975 | -8.5736 | 5.0217
Variable operating costs | 9.7373 | 8.6061 | 6.2066 | 21.0454 | 22.1778 | 16.7301 | 15.7091 | 16.8798 | 18.9832 | 19.2879 | 500.6717 | -4.4035 | 13.5812 | -3.3897 | 1.9111 | 38.7134
Fuel costs | 228.8257 | 211.8218 | 351.7548 | 571.273 | 355.9044 | 308.4284 | 259.8923 | 298.6688 | 283.1517 | 366.5051 | 473.0827 | 4.3935 | 0.11735 | -3.095 | 0.86084 | 5.2669
Taxes and subsidies | 2.8128 | 3.5427 | 4.0947 | 90.4484 | 237.9487 | 274.012 | 359.9065 | 385.0622 | 345.9835 | 372.1845 | 279.156 | 3.8263 | 50.1158 | 4.2247 | -0.39376 | -2.1233
Expenditures for Steam Boilers Generation (2) | 351.167 | 411.5474 | 384.3034 | 271.2555 | 279.1743 | 285.978 | 315.6264 | 323.5677 | 321.387 | 328.0349 | 329.4003 | 0.90578 | -3.1454 | 1.2348 | 0.18103 | 0.24658
Annual capital costs | 31.3245 | 77.1294 | 77.809 | 38.2967 | 37.2262 | 20.2165 | 29.7331 | 39.711 | 41.693 | 41.2287 | 63.7633 | 9.5253 | -7.1072 | -2.2225 | 3.4385 | 4.34
Fixed operating costs | 8.9306 | 12.259 | 15.9882 | 6.2907 | 7.432 | 7.393 | 6.9123 | 4.8101 | 5.8242 | 7.5123 | 5.1226 | 5.9967 | -7.3745 | -0.72228 | -1.6983 | -1.2753
Variable operating costs | 12.6627 | 12.9409 | 7.6064 | 3.8813 | 4.2197 | 4.6098 | 4.9058 | 5.1011 | 5.4112 | 5.5624 | 5.5624 | -4.9689 | -5.7222 | 1.518 | 0.98543 | 0.27595
Fuel costs | 284.1698 | 293.2443 | 278.9036 | 214.9027 | 224.2429 | 239.2863 | 258.433 | 257.3167 | 250.4883 | 251.343 | 233.0935 | -0.18688 | -2.1577 | 1.4292 | -0.31176 | -0.71714
Taxes and subsidies | 14.0795 | 15.9738 | 3.9961 | 7.8841 | 6.0536 | 14.4724 | 15.6422 | 16.6288 | 17.9703 | 22.3885 | 21.8585 | -11.8332 | 4.2407 | 9.9585 | 1.3972 | 1.978
Average production costs (1) (Euro'13 per MWhe+MWhth) | 43.44 | 46.5626 | 53.2069 | 55.9369 | 57.5969 | 62.5706 | 67.0734 | 66.6306 | 69.1339 | 75.5667 | 80.0191 | 2.0488 | 0.79594 | 1.5349 | 0.30304 | 1.4729
Fixed costs (Capital & fixed operating costs) | 22.7299 | 25.3766 | 26.2221 | 36.5667 | 33.3995 | 35.8311 | 36.9654 | 33.9919 | 34.5407 | 40.7199 | 43.9176 | 1.4395 | 2.4489 | 1.0196 | -0.67615 | 2.4309
Variable costs (Variable operating & fuel costs) | 15.1363 | 16.5633 | 21.5797 | 19.5449 | 22.5632 | 23.8752 | 25.9589 | 31.5051 | 31.2571 | 29.7812 | 30.1121 | 3.6102 | 0.44666 | 1.4118 | 1.8747 | -0.37252
Other Costs (Transmission & distribution, net imports, etc.) | 5.5737 | 4.6227 | 5.4052 | 0 | 1.6342 | 2.8644 | 4.1491 | 1.1336 | 3.3361 | 5.0656 | 5.9894 | -0.30664 | -11.2744 | 9.7656 | -2.1573 | 6.0264
in Power Generation (3) (Euro'13 per MWhe+MWhth) | 40.8454 | 44.1674 | 48.1707 | 57.2084 | 56.9764 | 61.03 | 64.1077 | 66.5303 | 66.9919 | 72.1319 | 75.9228 | 1.6633 | 1.693 | 1.1863 | 0.44104 | 1.2593
Fixed costs (Capital & fixed operating costs) | 27.7566 | 29.6225 | 28.5535 | 39.5697 | 36.0804 | 38.9868 | 40.0694 | 36.4417 | 37.0618 | 43.8826 | 46.9736 | 0.28347 | 2.3673 | 1.0541 | -0.77722 | 2.3983
Variable costs (Variable operating & fuel costs) | 13.0888 | 14.5448 | 19.6172 | 17.6386 | 20.896 | 22.0432 | 24.0383 | 30.0886 | 29.9301 | 28.2493 | 28.9492 | 4.1295 | 0.63351 | 1.4108 | 2.2164 | -0.33268
in Steam Boilers Generation (2) (Euro'13 per MWhth) | 26.1731 | 32.3084 | 45.4056 | 45.4876 | 46.1233 | 46.5613 | 51.0922 | 54.311 | 53.1609 | 53.6121 | 53.7925 | 5.6636 | 0.15694 | 1.0284 | 0.39769 | 0.11819
Fixed costs (Capital & fixed operating costs) | 3.0003 | 7.0174 | 11.0822 | 7.477 | 7.3781 | 4.4952 | 5.932 | 7.4729 | 7.8598 | 7.9659 | 11.2494 | 13.9584 | -3.9866 | -2.158 | 2.854 | 3.6505
Variable costs (Variable operating & fuel costs) | 23.1728 | 25.291 | 34.3234 | 38.0106 | 38.7452 | 42.0661 | 45.1602 | 46.8381 | 45.301 | 45.6461 | 42.5431 | 4.0067 | 1.2191 | 1.5439 | 0.031127 | -0.62614
Investment expenditure (4) (in MEuro'13-for 5 years period) |  | 3052.5291 | 1609.3571 | 3474.8114 | 3463.0702 | 3168.8928 | 1152.8006 | 911.9201 | 897.519 | 9521.3593 | 3369.1447 | 0 | 7.9645 | -10.4162 | -2.4721 | 14.1426
in Power plants (incl. CHP) |  | 2930.8401 | 1489.1094 | 3383.0187 | 3404.9087 | 3126.6383 | 1064.0369 | 813.1593 | 776.4429 | 9449.3852 | 3281.7413 | 0 | 8.622 | -10.9805 | -3.1019 | 15.5047
Electricity only power plants |  | 2870.5237 | 1319.4933 | 3293.6525 | 3096.3275 | 2945.7085 | 1043.6597 | 615.7915 | 555.1841 | 9166.6477 | -312.2233 | 0 | 8.904 | -10.3044 | -6.1168 | 0
CHP power plants |  | 60.3164 | 169.6161 | 89.3663 | 308.5812 | 180.9298 | 20.3772 | 197.3678 | 221.2588 | 282.7376 | 3593.9646 | 0 | 6.1672 | -23.796 | 26.9333 | 32.15
by plant type
Nuclear |  | 0 | 0 | 0 | 2304 | 0 | 0 | 0 | 0 | 8208 | 0 | 0 | 0 | -100 | 0 | 0
Renewable energy |  | 2870.5237 | 1300.9953 | 1997.6506 | 38.4315 | 2681.0163 | 1043.6598 | 191.9444 | 555.3965 | 949.5501 | 506.9951 | 0 | -29.6861 | 39.1192 | -6.1132 | -0.90767
Hydro (pumping excluded) |  | 2862.1237 | 598.9337 | 516.5207 | 0 | 0 | 0 | 0 | 0 | 0 | 0 | 0 | -100 | 0 | 0 | 0
Wind |  | 8.4 | 666.192 | 323.676 | 24.4799 | 2312.9312 | 302.8473 | 42.6224 | 123.9072 | 894.3554 | 120.0542 | 0 | -28.1344 | 28.6001 | -8.5492 | -0.3154
Solar |  | 0 | 35.8696 | 1157.4538 | 13.9516 | 368.0851 | 740.8124 | 149.322 | 431.4894 | 55.1947 | 386.9409 | 0 | -9.0108 | 48.7676 | -5.2616 | -1.0838
Other renewables (tidal etc.) |  | 0 | 0 | 0 | 0 | 0 | 0 | 0 | 0 | 0 | 0 | 0 | 0 | 0 | 0 | 0
Thermal |  | 60.3164 | 188.1141 | 1385.3682 | 1062.4772 | 445.622 | 20.3771 | 621.2148 | 221.0464 | 291.8351 | 2774.7462 | 0 | 18.9022 | -32.6586 | 26.9212 | 28.7876
Solids fired |  | 0 | 136.4845 | 1295.2937 | 714.1218 | 144.9 | 0 | 100.1 | 48.9125 | 0 | 2728.6569 | 0 | 17.9964 | -100 | 0 | 49.504
Oil fired |  | 0 | 0 | 0 | 0 | 0 | 0 | 0 | 0 | 0 | 0 | 0 | 0 | 0 | 0 | 0
Gas fired |  | 60.3164 | 48.8455 | 49.4368 | 281.719 | 232.987 | 0 | 496.6456 | 16.24 | 242.7959 | 8.7086 | 0 | 19.1514 | -100 | 0 | -6.0415
Biomass-waste fired |  | 0 | 2.784 | 40.6377 | 66.6364 | 67.735 | 20.3771 | 24.4692 | 155.8939 | 49.0393 | 37.3808 | 0 | 37.3739 | -11.1734 | 22.5656 | -13.3074
Hydrogen plants |  | 0 | 0 | 0 | 0 | 0 | 0 | 0 | 0 | 0 | 0 | 0 | 0 | 0 | 0 | 0
Geothermal heat |  | 0 | 0 | 0 | 0 | 0 | 0 | 0 | 0 | 0 | 0 | 0 | 0 | 0 | 0 | 0
in Steam Boilers (2) |  | 121.689 | 120.2477 | 91.7926 | 58.1615 | 42.2545 | 88.7637 | 98.7608 | 121.0761 | 71.9741 | 87.4034 | 0 | -7.0058 | 4.3182 | 3.1531 | -3.2063
Average effective investment expenditure (5) (Euro'13 per KW) |  | 1852.6224 | 1047.1592 | 1288.5775 | 610.0558 | 806.5739 | 727.9841 | 390.5106 | 282.6564 | 2265.7012 | 1163.0851 | 0 | -5.2595 | 1.783 | -9.0268 | 15.1954
in Power plants (incl. CHP) |  | 2862.5106 | 1825.5861 | 1532.7967 | 895.4081 | 1138.9191 | 881.9781 | 627.1314 | 314.8808 | 2539.1352 | 1462.9641 | 0 | -6.8759 | -0.15101 | -9.7871 | 16.6027
Electricity only power plants |  | 2941.1103 | 1818.6028 | 1518.1293 | 1055.3034 | 1295.8901 | 870.0485 | 657.2026 | 247.4437 | 2644.5582 | 0 | 0 | -5.297 | -1.9118 | -11.8153 | -100
CHP power plants |  | 1259.9917 | 1881.7994 | 2380.4176 | 355.2752 | 383.2022 | 2962.2319 | 548.7862 | 995.9751 | 1107.614 | 8443.2479 | 0 | -15.3554 | 23.6247 | -10.3267 | 23.8301
by plant type
Nuclear |  | 0 | 0 | 0 | 1200 | 0 | 0 | 0 | 0 | 3420 | 0
Renewable energy |  | 2941.1103 | 1845.3834 | 1299.1328 | 1299.4705 | 1556.7961 | 870.0486 | 705.9498 | 256.2274 | 909.7177 | 415.7525 | 0 | -3.4465 | -3.9322 | -11.5071 | 4.9593
Hydro (pumping excluded) |  | 2956.7394 | 2994.6687 | 1677.0154 | 0 | 0 | 0 | 0 | 0 | 0 | 0 | 0 | -100 | 0 | 0 | 0
Wind |  | 1050 | 1387.9 | 1598.4 | 1883.2749 | 1850 | 1800 | 1326.6813 | 229.7226 | 949.7918 | 1056.297 | 0 | 3.0993 | -0.45123 | -18.6059 | 16.4818
Solar |  | 0 | 1434.7826 | 1126.8267 | 841.6667 | 780 | 718.3333 | 622.7765 | 265.0077 | 540.3178 | 349.9169 | 0 | -5.1941 | -1.572 | -9.4907 | 2.8184
Other renewables (tidal etc.) |  | 0 | 0 | 0 | 0 | 0 | 0 | 0 | 0 | 0 | 0 | 0 | 0 | 0 | 0 | 0
Thermal |  | 1259.9917 | 1699.4925 | 2069.5393 | 573.364 | 435.5473 | 2962.2173 | 606.2184 | 741.1712 | 1050.855 | 2710.3744 | 0 | -10.2961 | 17.847 | -12.9377 | 13.8442
Solids fired |  | 0 | 2137.9156 | 2124.4771 | 535.9445 | 250 | 0 | 250 | 250 | 0 | 2756.219 | 0 | -12.9211 | -100 | 0 | 27.1269
Oil fired |  | 0 | 0 | 0 | 0 | 0 | 0 | 0 | 0 | 0 | 0 | 0 | 0 | 0 | 0 | 0
Gas fired |  | 1259.9917 | 1116.3407 | 1040.7744 | 580.9895 | 582.1438 | 0 | 809.7626 | 925.2741 | 968.3222 | 932.3434 | 0 | -6.3221 | -100 | 0 | 0.07614
Biomass-waste fired |  | 0 | 900 | 3328.5104 | 1866.1124 | 1564.004 | 2962.2173 | 2221.3922 | 1833.2306 | 1818.0627 | 1531.3946 | 0 | 7.5646 | 4.7292 | -4.6853 | -1.7829
Hydrogen plants |  | 0 | 0 | 0 | 0 | 0 | 0 | 0 | 0 | 0 | 0 | 0 | 0 | 0 | 0 | 0
Geothermal heat |  | 0 | 0 | 0 | 0 | 0 | 0 | 0 | 0 | 0 | 0 | 0 | 0 | 0 | 0 | 0
in Steam Boilers (2) |  | 251.2767 | 321.7942 | 203.4622 | 206.3849 | 274.6969 | 245.3091 | 299.0094 | 374.167 | 618.9411 | 426.7861 | 0 | -4.3445 | 1.7428 | 4.3122 | 1.3245
Decomposition of electricity generation costs and prices (6)
Total Electricity Sales (in GWh) |  | 34844.186 | 36708.1395 | 40345.7053 | 40771.8948 | 42694.6392 | 43486.9576 | 47680.8644 | 47241.3939 | 47369.8783 | 49196.9195 | 0 | 1.0555 | 0.64676 | 0.83153 | 0.40643
Average cost of electricity generation (Euro'13 per MWhe) |  | 69.8165 | 72.1243 | 81.9067 | 82.1003 | 87.1802 | 91.0508 | 89.9893 | 90.728 | 96.491 | 101.0195 | 0 | 1.3039 | 1.0401 | -0.03551 | 1.0803
Annual capital cost |  | 29.6252 | 24.8436 | 32.2375 | 32.5727 | 39.2798 | 38.8683 | 32.4039 | 33.0602 | 42.349 | 43.8218 | 0 | 2.7458 | 1.7827 | -1.6054 | 2.8581
Fixed O&M cost |  | 17.1998 | 17.9086 | 24.4156 | 19.4174 | 16.4121 | 18.0414 | 16.8874 | 17.133 | 16.3528 | 18.6793 | 0 | 0.81219 | -0.7323 | -0.51528 | 0.8678
Variable non fuel cost (7) |  | 1.5758 | 1.7843 | 1.9016 | 1.9015 | 1.637 | 1.538 | 1.5286 | 1.4731 | 4.058 | 13.8829 | 0 | 0.63785 | -2.0991 | -0.43031 | 25.1485
Fuel cost |  | 20.9577 | 26.7903 | 20.6483 | 19.3785 | 19.0572 | 17.9451 | 23.0345 | 22.1685 | 18.6838 | 17.23 | 0 | -3.1869 | -0.76554 | 2.1361 | -2.4887
Tax on fuels and ETS auction payments |  | 0.4579 | 0.79751 | 2.7038 | 8.8302 | 10.7941 | 14.6581 | 16.135 | 16.8932 | 15.0474 | 7.4056 | 0 | 27.1814 | 5.1988 | 1.4293 | -7.9159
Additional supply costs (Euro'13 per MWhe) |  | 13.7868 | 17.0471 | 15.0601 | 15.6604 | 16.8133 | 17.5316 | 16.293 | 17.1538 | 17.9493 | 18.5703 | 0 | -0.84488 | 1.1351 | -0.21762 | 0.79656
Transmission, distribution and sales costs |  | 13.7868 | 17.0471 | 15.0601 | 15.6604 | 16.8133 | 17.5316 | 16.293 | 17.1538 | 17.9493 | 18.5703 | 0 | -0.84488 | 1.1351 | -0.21762 | 0.79656
Other costs |  | -1.6314e-15 | 0 | -2.8178e-15 | 0 | -2.6628e-15 | -5.2285e-15 | 9.5373e-15 | 4.813e-15 | -2.4e-15 | -6.9326e-15 | 0 | 0 | 0 | 0 | 0
Estimation of RES supporting costs passed on to consumers (8) |  | 0 | 0 | 5.4305 | 5.9693 | 5.8867 | 4.2725 | 2.2718 | 0.11018 | 0 | 0
Average price of electricity (pre-tax) (Euro'13 per MWhe) |  | 46.9274 | 61.432 | 73.6871 | 85.0468 | 96.0992 | 99.9764 | 102.006 | 108.326 | 107.6512 | 107.6714 | 0 | 3.3062 | 1.6305 | 0.80534 | -0.060592
Excise tax and VAT on electricity (Euro'13 per MWhe) |  | 2.968 | 4.6281 | 4.7924 | 5.9271 | 6.975 | 7.374 | 7.5313 | 8.4763 | 8.5491 | 8.7461 | 0 | 2.5048 | 2.2082 | 1.4029 | 0.31376
Average price of electricity (after tax) (Euro'13 per MWhe) |  | 49.8955 | 66.0601 | 78.4795 | 90.9739 | 103.0742 | 107.3504 | 109.5373 | 116.8024 | 116.2003 | 116.4175 | 0 | 3.2518 | 1.669 | 0.84742 | -0.032997
| 0 | 0 | 0 | 0 | 0 | 0 | 0 | 0 | 0 | 0 | 0 | 0 | 0 | 0 | 0 | 0
(1)Total (and average) costs include all costs related to electricity and steam generation in power plants (including the costs of energy consumed for On Site CHP steam generation), in district heating plants as well as in industrial and refinery boilers; they also include costs for transmission, distribution and net electricity imports
(2) including steam generation in district heating plants as well as in industrial and refinery boilers
(3) including steam generation in CHP power plants
(4) including investment in electricity and steam generation power plants, district heating plants as well as in industrial and refinery boilers.
(5) all types investment included: extension of lifetime, refurbishment, new plants construction
(6) average costs and prices calculated with respect to total electricity sales
(7) includes costs for CO2 storage were applicable
(8) extra costs due to renewable recovery which are passed on to consumers
Source: PRIMES

## pg-indicators
Bulgaria:Reference scenario(REF2015f) | [15 empty] | POWER GENERATION INDICATORS
| 2000 | 2005 | 2010 | 2015 | 2020 | 2025 | 2030 | 2035 | 2040 | 2045 | 2050 | '00-'10 | '10-'20 | '20-'30 | '30-'40 | '40-'50
Annual % Change
Capacity indicators
Demand side load factor (1) (%)
Electricity | 62.4881 | 62.5586 | 56.7053 | 61.2934 | 61.9989 | 62.2042 | 62.6465 | 62.7273 | 62.9903 | 63.1949 | 63.0422 | -0.96638 | 0.89647 | 0.10398 | 0.054742 | 0.0082388
Steam | 82.9302 | 80.7042 | 79.9902 | 73.4744 | 73.419 | 73.3449 | 73.4505 | 72.237 | 71.996 | 71.7566 | 71.7113 | -0.36029 | -0.85356 | 0.0042923 | -0.1998 | -0.039626
System Reserve margin (2) | 1.786 | 1.8205 | 1.4142 | 1.89 | 1.8 | 1.65 | 1.63 | 1.53 | 1.4 | 1.45 | 1.47 | -2.3073 | 2.4417 | -0.98716 | -1.5096 | 0.48909
Utilisation rate (3) of electric capacities (%)
Net capacity | 39.9195 | 42.8195 | 47.7467 | 42.3121 | 43.3156 | 42.6985 | 40.0635 | 44.7321 | 44.267 | 41.2816 | 39.3243 | 1.8066 | -0.96923 | -0.77744 | 1.0027 | -1.177
Utilisation rate (3) of steam capacities (%) | 58.1471 | 55.4653 | 40.7617 | 31.9014 | 35.926 | 38.6557 | 43.7785 | 57.7437 | 64.0543 | 61.7644 | 76.4732 | -3.49 | -1.2549 | 1.9965 | 3.8792 | 1.7879
Overall efficiency of net electricity production (4) (%) | 28.8508 | 28.8567 | 29.7969 | 35.9789 | 37.5926 | 40.7105 | 41.9954 | 44.6258 | 45.6742 | 49.5034 | 47.8015 | 0.3232 | 2.3512 | 1.1137 | 0.84328 | 0.45626
Efficiency of net thermal electricity production (%) | 24.7941 | 23.4538 | 24.6539 | 32.0404 | 34.2829 | 35.1201 | 35.1792 | 40.2722 | 40.8459 | 42.9292 | 38.1981 | -0.0567 | 3.3521 | 0.2584 | 1.5047 | -0.66798
Ratios for electricity and steam (%)
Net imports ratio (5) | -12.8228 | -20.8341 | -22.4826 | -31.6985 | -28.0733 | -30.3703 | -29.7146 | -38.7215 | -34.1327 | -31.05 | -28.5385 | 5.7758 | 2.2456 | 0.5698 | 1.3958 | -1.7741
excluding self consumption | -14.5356 | -23.5786 | -25.7298 | -36.4003 | -31.637 | -33.5171 | -32.643 | -42.297 | -37.0274 | -33.3215 | -31.7438 | 5.8767 | 2.0883 | 0.3135 | 1.2682 | -1.5278
Electricity losses ratio (6) | 17.4587 | 13.4196 | 11.9239 | 9.9939 | 9.781 | 9.5217 | 9.014 | 8.5732 | 8.1007 | 7.7095 | 7.0086 | -3.7412 | -1.9615 | -0.81331 | -1.0626 | -1.4377
excluding self consumption | 19.7907 | 15.1874 | 13.646 | 11.4762 | 11.0227 | 10.5083 | 9.9024 | 9.3649 | 8.7877 | 8.2735 | 7.7958 | -3.6494 | -2.1123 | -1.0661 | -1.1871 | -1.1905
Self consumption ratio (7) | 9.9133 | 9.2802 | 9.6237 | 9.1795 | 8.1332 | 6.5336 | 6.2368 | 5.4514 | 5.1557 | 4.5028 | 7.1671 | -0.29607 | -1.6686 | -2.6199 | -1.8857 | 3.3489
Shares in net electricity generation
Thermal generation (incl. biomass-waste, geothermal heat) | 47.1288 | 45.7317 | 52.0601 | 52.7623 | 52.5114 | 44.8665 | 41.38 | 45.2351 | 42.3466 | 30.6796 | 30.9494 | 1.0001 | 0.086361 | -2.3542 | 0.23118 | -3.0867
Carbon free generation | 52.9075 | 54.3043 | 48.0447 | 47.352 | 47.8356 | 56.0763 | 59.5341 | 55.9202 | 59.9263 | 71.601 | 71.4292 | -0.9595 | -0.043602 | 2.2119 | 0.065679 | 1.7714
Nuclear energy | 45.8507 | 43.4756 | 34.2306 | 32.9959 | 32.6558 | 31.3583 | 30.9193 | 28.4821 | 28.7901 | 37.5027 | 36.2174 | -2.8804 | -0.46987 | -0.54493 | -0.71097 | 2.3216
Hydro and Intermittent Renewables | 7.0204 | 10.7926 | 13.7093 | 14.2419 | 14.8327 | 23.7753 | 27.7007 | 26.2828 | 28.8633 | 31.8177 | 32.8332 | 6.9215 | 0.79075 | 6.4454 | 0.41199 | 1.297
Biomass-waste, geothermal heat | 0.036336 | 0.036011 | 0.1048 | 0.11424 | 0.34707 | 0.94279 | 0.91411 | 1.1554 | 2.2729 | 2.2806 | 2.3786 | 11.1735 | 12.7214 | 10.1686 | 9.5363 | 0.45555
Electricity from CHP | 8.6518 | 6.8085 | 8.9496 | 10.398 | 10.8508 | 8.2799 | 7.5776 | 7.5789 | 8.2071 | 9.0307 | 9.1125 | 0.33898 | 1.945 | -3.5268 | 0.80126 | 1.052
Generation in new plants
Electricity | 0 | 8.2561 | 10.2122 | 24.432 | 75.9508 | 90.8498 | 91.6366 | 96.9926 | 99.1669 | 101.6849 | 104.8891 | 0 | 22.2198 | 1.8952 | 0.79286 | 0.56258
Steam | 0 | 0.0049625 | 0.026225 | 13.5725 | 14.3933 | 34.9294 | 42.5182 | 78.965 | 85.2457 | 100 | 100 | 0 | 87.9079 | 11.4401 | 7.2037 | 1.6091
CHP indicators
Net Electricity to steam capacity ratio | 0.31862 | 0.34309 | 0.25937 | 0.38948 | 0.39574 | 0.37959 | 0.39547 | 0.46546 | 0.4828 | 0.52162 | 0.64942 | -2.0364 | 4.3154 | -0.0067096 | 2.0152 | 3.0092
Net Electricity to steam generation ratio | 0.19744 | 0.17883 | 0.27832 | 0.34409 | 0.34915 | 0.27001 | 0.24866 | 0.29721 | 0.31753 | 0.36784 | 0.37572 | 3.4928 | 2.2933 | -3.337 | 2.4747 | 1.697
Emissions (8)
CO2 emissions (in kt CO2) | 28327.5192 | 31003.7759 | 32612.0176 | 26590.5377 | 25244.6339 | 21274.3498 | 19886.9745 | 18952.4084 | 16673.6922 | 10993.5224 | 4689.5401 | 1.4184 | -2.5282 | -2.3573 | -1.7469 | -11.9134
Thermal power plants | 24789.7422 | 27866.7506 | 30802.6876 | 25584.3684 | 24299.3303 | 20397.0376 | 19126.9094 | 18310.352 | 16092.9121 | 10476.1361 | 4292.3906 | 2.1955 | -2.3436 | -2.3651 | -1.7123 | -12.3794
of which for On Site CHP steam generation | 1036.9861 | 892.5718 | 352.2279 | 672.6503 | 764.2367 | 517.5043 | 482.1756 | 362.2712 | 309.242 | 275.7406 | 255.9894 | -10.2354 | 8.0539 | -4.5012 | -4.3446 | -1.8721
District heating units | 800.4216 | 882.9081 | 758.0821 | 226.6055 | 237.8749 | 241.5869 | 196.3644 | 189.2713 | 184.084 | 175.4511 | 103.3801 | -0.542 | -10.944 | -1.8995 | -0.64372 | -5.6065
Industrial boilers | 2476.2942 | 1990.2008 | 709.7752 | 418.0063 | 419.4804 | 366.8562 | 332.7028 | 230.5624 | 177.4697 | 126.9852 | 79.7789 | -11.7465 | -5.1234 | -2.291 | -6.0911 | -7.6841
Refinery boilers | 261.0613 | 263.9164 | 341.4727 | 361.5575 | 287.9483 | 268.8691 | 230.9979 | 222.2226 | 219.2265 | 214.95 | 213.9906 | 2.7215 | -1.6904 | -2.1796 | -0.52167 | -0.24144
CO2 emissions captured (in kt CO2) | 0 | 0 | 0 | 0 | 0 | 0 | 0 | 0 | 0 | 0 | 8826.8906 | 0 | 0 | 0 | 0 | 0
Carbon intensity
Power generation (per MWhe+MWhth) | 0.47073 | 0.50594 | 0.56044 | 0.44291 | 0.4136 | 0.33444 | 0.30968 | 0.28391 | 0.25153 | 0.16533 | 0.065574 | 1.7596 | -2.9924 | -2.8522 | -2.0582 | -12.5794
Thermal power plants (per MWhe+MWhth) | 0.74438 | 0.83357 | 0.87947 | 0.69504 | 0.64858 | 0.57856 | 0.56232 | 0.50372 | 0.46419 | 0.37283 | 0.1476 | 1.6816 | -2.9994 | -1.4169 | -1.8997 | -10.826
District heating units (per MWhth) | 0.22378 | 0.2429 | 0.23128 | 0.15288 | 0.15469 | 0.14577 | 0.11495 | 0.10677 | 0.099549 | 0.092722 | 0.053587 | 0.3299 | -3.9421 | -2.9257 | -1.4281 | -6.0055
Industrial boilers (per MWhth) | 0.27842 | 0.24543 | 0.18478 | 0.12842 | 0.12756 | 0.11272 | 0.10266 | 0.07798 | 0.059799 | 0.042363 | 0.026911 | -4.0166 | -3.6382 | -2.1478 | -5.2612 | -7.6743
Refinery boilers (per MWhth) | 0.27591 | 0.26548 | 0.25392 | 0.29489 | 0.23478 | 0.21859 | 0.18802 | 0.18092 | 0.17843 | 0.17491 | 0.17401 | -0.82739 | -0.78065 | -2.1964 | -0.52192 | -0.25066
Emissions index (2000=1)
CO2 emissions | 1 | 1.0945 | 1.1512 | 0.93868 | 0.89117 | 0.75101 | 0.70204 | 0.66905 | 0.5886 | 0.38809 | 0.16555 | 1.4184 | -2.5282 | -2.3573 | -1.7469 | -11.9134
SO2 emissions (9) | 1 | 0.81825 | 0.41121 | 0.25599 | 0.34241 | 0.30484 | 0.29732 | 0.28649 | 0.29044 | 0.13994 | 0.033668 | -8.503 | -1.8145 | -1.4021 | -0.23363 | -19.3852
NOx emissions (9) | 1 | 0.73117 | 0.33768 | 0.43528 | 0.67572 | 0.681 | 0.68189 | 0.80163 | 0.89821 | 0.59255 | 0.47468 | -10.288 | 7.1831 | 0.090831 | 2.7937 | -6.1786
Other indicators
Electricity per capita (KWh per capita)
Production | 4962.3508 | 5665.7289 | 6200.2763 | 6804.4003 | 7018.0047 | 7448.1165 | 7821.9143 | 8708.6412 | 8828.7613 | 9003.833 | 9841.0506 | 2.2521 | 1.2466 | 1.0904 | 1.2182 | 1.0914
Final demand | 2960.4693 | 3312.7564 | 3651.5787 | 3858.9289 | 4191.1304 | 4505.7973 | 4813.524 | 5080.1029 | 5395.9238 | 5739.8079 | 6173.4136 | 2.1203 | 1.3876 | 1.3942 | 1.1487 | 1.3552
Distributed steam per capita (KWh per capita)
Production | 1604.0253 | 1700.801 | 2005.885 | 1666.7852 | 1798.7556 | 1944.7664 | 2080.2648 | 2036.8438 | 2105.8243 | 2058.5874 | 2168.4949 | 2.2609 | -1.084 | 1.4646 | 0.12219 | 0.29369
Final demand | 1355.4503 | 1535.6951 | 1787.3261 | 1496.5975 | 1634.6598 | 1781.7016 | 1924.9407 | 1892.5717 | 1971.7358 | 1939.219 | 2062.2655 | 2.8045 | -0.88889 | 1.648 | 0.24048 | 0.44992
Generation per unit of GDP (in MWh/MEuro'13)
Electricity | 1608.999 | 1333.2233 | 1221.1942 | 1231.9908 | 1080.9483 | 999.8397 | 943.9395 | 952.5845 | 880.0838 | 827.5885 | 840.8936 | -2.7201 | -1.2125 | -1.3462 | -0.698 | -0.45448
Distributed steam | 776.7554 | 570.6991 | 441.8852 | 375.5101 | 342.6839 | 319.7481 | 301.6469 | 260.7396 | 246.1087 | 223.4246 | 217.9169 | -5.4846 | -2.5104 | -1.2674 | -2.0143 | -1.2092
(1) demand side load factor = demand/(peak load x 8760hours)
(2) Ratio of confirmed capacity to peak load, where confirmed capacity is calculated by applying capacity credit factors per technology; the capacity credit factors for variable RES are below average annual availability of the corresponding RES resource, in conformity with system reliability and security of supply principles.
(3) utilisation rate = generation/(installed capacity x 8760hours)
(4) including nuclear, hydro, wind, etc.
(5) ratio of imports to electricity supply (in %)
(6) ratio of electricity transmission and distribution losses to electricity supply (in %)
(7) ratio of own consumption to electricity supply (in %)
(8) For total electricity and steam generation, i.e. including On Site CHP steam generation as well as industrial and refinery boilers
(9) The SO2 and NOx indicators relate to gross emissions following electricity and steam production and may not include additional end of pipe technology beyond the requirements of current legislation.
Source: PRIMES

## Explanation
(A) The total output of heat/steam from CHP can be higher than quantities shown here because these only include distributed heat/steam produced by CHP following EUROSTAT convention, according to which fuel consumption corresponding to on site steam/heat produced from CHP is accounted for in the final demand statistics as consumption of individual fuels and not as steam/heat, even if the fuel is in reality used in industrial CHP.
(B) PRIMES does not report separately on industrial waste. In order to ensure a consistent breakdown of supply and demand quanties, industrial waste is shown as part of total waste and of renewables. Given that only biodegradable waste counts towards the renewables targets, the indicators on the share of RES in gross final energy demand have been adjusted to exclude industrial waste. RES indicators have been calculated on the basis of the methodology developed by EUROSTAT, i.e. taking into account normalised hydro and wind production, increased weight for renewable electricity in road transport and aviation cap for gross final energy demand.
(C) For calculation of the RES-E and total RES in gross final energy consumption ratios, energy losses corresponding to hydrogen production from RES, which is stored and later converted back into electricity are excluded from gross electricity consumption and gross final energy consumption.
(D) Power generation includes electricity produced using hydrogen that has been derived from RES for storage purposes; it includes therefore both all the direct production of electricity from RES, which is partly used for transformation into hydrogen for storage purposes, and the indirect production of RES based electricity from that hydrogen; total electricity generation and fuel share numbers are therefore different from those shown in other sheets following a different concept.
Disclaimer: Energy and transport statistics reported in this publication and used for the modelling are mainly based on EUROSTAT and on the publications “EU Energy in Figures” of the Directorate General for Energy and “EU Transport in Figures” of the Directorate General for Mobility and Transport. Energy and transport statistical concepts have developed differently in the past according to their individual purposes. Energy demand in transport reflects usually sales of fuels at the point of refuelling, which can differ from the region of consumption. These differences should be borne in mind when comparing energy and transport figures. This applies in particular to transport activity ratios, such as energy efficiency in freight or passenger transport, which are measured in tonnes of oil equivalent per million tonne-km and in tonnes of oil equivalent per million passenger-km, respectively. For modelling purposes, some assumptions had to be made for calculating air and maritime transport performance and allocating it by MS. The transport volumes (number of passengers and tonnes) and distance matrices have been used for this purpose. By assumption, 50% of the calculated transport performance is allocated to the origin country and 50% to the destination country. The same “50%-50%” principle allocation applies to the EFTA countries and the candidate countries. For the international extra-EU activity, where the corresponding partner is outside EU-28 and is not an EFTA or candidate country, 100% of transport performance is allocated to the declaring EU MS country. These assumptions are used only for modelling purposes and shall be considered as model estimates and not as official data.
Abbreviations
GIC: Gross Inland Consumption
CHP: combined heat and power
Geographical regions
EU27: EU15 Member States + NM12 Member States
EU15: EU15 Member States (Austria, Belgium, Denmark, Finland, France, Germany, Greece, Ireland, Italy, Luxembourg, The Netherlands, Portugal, Spain, Sweden, United Kingdom)
NM12: New Member States (Bulgaria, Cyprus, Czech Republic, Estonia, Hungary, Latvia, Lithuania, Malta, Poland, Romania, Slovakia, Slovenia)
Units
toe: tonne of oil equivalent, or 107 kilocalories, or 41.86 GJ (Gigajoule)
Mtoe: million toe
GW: Gigawatt or 109 watt
kWh: kilowatt-hour or 103 watt-hour
MWh: megawatt-hour or 106 watt-hour
TWh: Terawatt-hour or 1012 watt-hour
t: metric tonnes, or 1000 kilogrammes
Mt: Million metric tonnes
km: kilometre
pkm: passenger-kilometre (one passenger transported a distance of one kilometre)
tkm: tonne-kilometre (one tonne transported a distance of one kilometre)
Gpkm: Giga passenger-kilometre, or 109 passenger-kilometre
Gtkm: Giga tonne-kilometre, or 109 tonne-kilometre